{"text_format":"3","workbook":"xlsx","n_sheets":8,"sheets":["Wilo Select","Productinfo","Korting_Remise","Info Produit","PDF","info","circ wilo","accessoire"],"not_rendered":{"images":24,"macros":1,"external_links":1,"defined_names":88},"read":"whole","date_system":"1900"}

{"sheet":"Wilo Select","index":0,"n_rows":42,"n_cols":13,"rows_kept":42,"merged":[[6,0,6,3],[6,4,6,8],[6,10,6,12],[8,2,8,3],[8,10,8,11],[10,10,10,11],[12,0,12,3],[14,2,14,3],[16,2,16,3],[18,0,18,3],[20,2,20,3],[22,2,22,3],[24,0,24,12]]}
["PRIJSOFFERTE HVAC 2022"]
[]
["Klant","Client"]
[]
["Project","Project 1"]
[]
["OPTIES",{"$nulls":3},"SELECTIE GAMMA",{"$nulls":5},"PROJECTPRIJS"]
[]
["Taal / Language",null,"Nl",{"$nulls":7},"Totale Brutoprijs Excl. BTW",null,{"$f":"SUMPRODUCT(J27:J111,D27:D111)","v":{"v":48957.46,"d":"48,957.46 €"}}]
[]
[{"$nulls":10},"Totale Nettoprijs Excl. BTW",null,{"$f":"SUMPRODUCT(K27:K111,D27:D111)","v":{"v":48957.46,"d":"48,957.46 €"}}]
[]
["ACCESSOIRES"]
[]
["Aanvullende communicatie",null,"Neen"]
[]
["Tegenflenzen",null,"Ja"]
[]
["WERKINGSPUNT"]
[]
["Reserve leidingsverliezen",null,{"v":0.1,"d":"10%"}]
[]
["Limiet maximaal pompdebiet",null,{"v":0.9,"d":"90%"}]
[]
["PRODUCTENLIJST"]
["Ref pomp","Debiet [m³/h]","LdV [mWK]","Aant.","LdV + reserve [mWK]","Gamma (Aanpasbaar)","Aansl. (Aanpasbaar)","Artikelnr","Pomptype","Bruto Eenheidsprijs 2022","Netto Eenheidsprijs 2022","Kortingsgroep","Opmerking"]
["Primaire pomp",81,5,2,5.5,"Stratos GIGA 2.0","DN 125",2204781,"Stratos GIGA2,0-I 125/1-7/2,2",{"v":9949.8,"d":"9,949.80 €"},{"v":9949.8,"d":"9,949.80 €"},"PG3","Opgelet, de bovengrens is 6,20 m"]
["Primaire pomp",50,3,2,3.3000000000000003,"Stratos GIGA 2.0","DN 100",2204758,"Stratos GIGA2,0I 100/1-8/1,1",{"v":6194.88,"d":"6,194.88 €"},{"v":6194.88,"d":"6,194.88 €"},"PG3","Opgelet, de bovengrens is 3,61 m"]
["Ventilo's GVL",6.5,7,1,7.700000000000001,"Stratos MAXO","6/4\"",2217896,"Stratos MAXO 25/0,5-12 -R7",{"v":1763.45,"d":"1,763.45 €"},{"v":1763.45,"d":"1,763.45 €"},"PG17","Opgelet, de bovengrens is 8,20 m"]
["Ventilo's +1",6.5,7,1,7.700000000000001,"Stratos MAXO","6/4\"",2217896,"Stratos MAXO 25/0,5-12 -R7",{"v":1763.45,"d":"1,763.45 €"},{"v":1763.45,"d":"1,763.45 €"},"PG17","Opgelet, de bovengrens is 8,20 m"]
["Luchtgroep Kring AU1 ",2,5,1,5.5,"Stratos MAXO","6/4\"",2217894,"Stratos MAXO 25/0,5-8 -R7",{"v":1309.61,"d":"1,309.61 €"},{"v":1309.61,"d":"1,309.61 €"},"PG17"]
["Luchtgroep Kring AU2",5,5,1,5.5,"Stratos MAXO","6/4\"",2217894,"Stratos MAXO 25/0,5-8 -R7",{"v":1309.61,"d":"1,309.61 €"},{"v":1309.61,"d":"1,309.61 €"},"PG17","Opgelet, de bovengrens is 6,07 m"]
["Luchgroepe Kring AI1 warmte",2,5,1,5.5,"Stratos MAXO","6/4\"",2217894,"Stratos MAXO 25/0,5-8 -R7",{"v":1309.61,"d":"1,309.61 €"},{"v":1309.61,"d":"1,309.61 €"},"PG17"]
["Luchtgroep Kring AU2 warmte",5,5,1,5.5,"Stratos MAXO","6/4\"",2217894,"Stratos MAXO 25/0,5-8 -R7",{"v":1309.61,"d":"1,309.61 €"},{"v":1309.61,"d":"1,309.61 €"},"PG17","Opgelet, de bovengrens is 6,07 m"]
["Kring radiatoren",9,5,1,5.5,"Stratos MAXO","6/4\"",2217896,"Stratos MAXO 25/0,5-12 -R7",{"v":1763.45,"d":"1,763.45 €"},{"v":1763.45,"d":"1,763.45 €"},"PG17","Opgelet, de bovengrens is 5,95 m"]
["Kring vertrek warmwaterproductie",11,5,1,5.5,"Stratos MAXO","DN 32",2217947,"Stratos MAXO 32/0,5-12 -R7",{"v":2248.4,"d":"2,248.40 €"},{"v":2248.4,"d":"2,248.40 €"},"PG17","Opgelet, de bovengrens is 5,67 m"]
["Kring convectoren",14,5,1,5.5,"Stratos MAXO","DN 32",2217948,"Stratos MAXO 32/0,5-16 -R7",{"v":2705.05,"d":"2,705.05 €"},{"v":2705.05,"d":"2,705.05 €"},"PG17"]
[]
[{"$nulls":3},2,{"$nulls":3},2804220,"Jeu de contrebrides/Stel lasflenzen PN10 NW125",{"v":242.19,"d":"242.19 €"},{"v":242.19,"d":"242.19 €"},"PG14"]
[{"$nulls":3},2,{"$nulls":3},2105587,"Jeu de contrebrides/Stel lasflenzen PN10 NW100",{"v":202.63,"d":"202.63 €"},{"v":202.63,"d":"202.63 €"},"PG14"]
[{"$nulls":3},7,{"$nulls":3},4092741,"Raccord/Koppeling 6/4\"",{"v":22.74,"d":"22.74 €"},{"v":22.74,"d":"22.74 €"},"PG14"]
[{"$nulls":3},2,{"$nulls":3},2105576,"Jeu de contrebrides/Stel lasflenzen PN6 NW32",{"v":68.52,"d":"68.52 €"},{"v":68.52,"d":"68.52 €"},"PG14"]

{"sheet":"Productinfo","index":1,"n_rows":19,"n_cols":9,"rows_kept":19}
[null,"Yonos PICO","Stratos PICO","Yonos MAXO","Stratos MAXO","Yonos GIGA 2.0","Stratos GIGA 2.0","Stratos GIGA","CronoLine IL-E"]
["Afbeelding"]
["Aanbestedingstekst","klik hier","klik hier","Klik hier","Klik hier","klik hier","Klik hier","Klik hier","Klik hier"]
["Voeding","1~ 230V","1~ 230V","1~ 230V","1~ 230V","3~ 380V","3~ 380V","3~ 380V","3~ 380V"]
["Vermogen","20 - 58 W","20 - 58 W","120 W - 1,3 kW","70 W - 1,6 kW","0,55 - 4 kW","1,5 - 4 kW","0,55 - 22 kW","5,5 - 22 kW"]
["Motortype","Synchrone Motor - IE5","Synchrone Motor - IE5","Synchrone Motor - IE5","Synchrone Motor - IE5","Moteur Synchrone - IE5","Synchrone Motor - IE5","Synchrone Motor - IE5","Asynchore Motor - IE4"]
["Temperatuursbereik","-10°C tot 95°C","-10°C tot +110°C","-20°C tot +110°C","-10°C tot +110°C","-20 °C tot +120 °C","-20 °C tot +140 °C","-20 °C tot +140 °C","-20 °C tot +140 °C"]
["Rendement","0,18 ≤ EEI ≤ 0,20","0,17 ≤ EEI ≤ 0,20","0,18 ≤ EEI ≤ 0,20","0,17 ≤ EEI ≤ 0,20","MEI > 0,7","MEI > 0,7","MEI > 0,7","MEI > 0,4"]
["Isolatieschalen","optioneel","standard","optioneel","standard","Absent","afwezig","afwezig","afwezig"]
["Sanitaire versie",null,"•","•","•"]
["Display","7 segment LED","LCD scherm","7 segment LED","4,2’’ LCD scherm","Ecran LCD","4,2’’ LCD scherm","LC scherm","LC scherm"]
["Regelingsmodi","druk- &\nsnelheidsregeling","druk-, temperatuur- &\nsnelheidsregeling","druk- &\nsnelheidsregeling","druk- , temperatuur- ,\ndebiet - & snelheidsregeling","Régulation de pression &\nvitesse","druk- , temperatuur- ,\ndebiet - & snelheidsregeling","druk- &\nsnelheidsregeling","druk- &\nsnelheidsregeling"]
["Dynamic Adapt Plus, calorimeting & \nBluetooth-Interface",null,"•",null,"•",null,"•"]
["Gateway-communicatie,\nSchermvergrendeling",{"$nulls":3},"•","•","•"]
["Foutmeldingscontact",null,null,"•","•","•","•","•","•"]
["Status contact",null,null,"Optioneel (Connect Module)","•","•","•","Optioneel (IF Module)","Optioneel (IF Module)"]
["Vrijgave contact",null,null,"Optioneel (Connect Module)","•","•","•","•","•"]
["0..10V Sturing",{"$nulls":3},"•","•","•","•","•"]
["Bus-communicatie \nModBus, bacNet, LON, CAN ",{"$nulls":3},"Optioneel (CIF module)","Optionel (CIF module)","Optioneel (CIF module)","Optioneel (IF module)","Optioneel (IF module)"]

{"sheet":"Korting_Remise","index":2,"n_rows":6,"n_cols":3,"rows_kept":6}
["Kortingscode","Beschrijving","Korting"]
["PG1","Yonos PICO, Stratos PICO, etc.",{"v":0,"d":"0%"}]
["PG2","Yonos MAXO",{"v":0,"d":"0%"}]
["PG3","Yonos GIGA, Stratos GIGA, Cronoline IL-E etc.",{"v":0,"d":"0%"}]
["PG14","Accessoires",{"v":0,"d":"0%"}]
["PG17","Stratos MAXO",{"v":0,"d":"0%"}]

{"sheet":"Info Produit","index":3,"n_rows":19,"n_cols":9,"rows_kept":19,"hidden":true}
[null,"Yonos PICO","Stratos PICO","Yonos MAXO","Stratos MAXO","Yonos GIGA 2.0","Stratos GIGA 2.0","Stratos GIGA","CronoLine IL-E"]
["Image"]
["Texte de l'offre","Cliquez ici","Cliquez ici","Cliquez ici","Cliquez ici","Cliquez ici","Cliquez ici","Cliquez ici","Cliquez ici"]
["Alimentation électrique","1~ 230V","1~ 230V","1~ 230V","1~ 230V","3~ 380V","3~ 380V","3~ 380V","3~ 380V"]
["Vermogen","20 - 58 W","20 - 58 W","120 W - 1,3 kW","70 W - 1,6 kW","0,55 - 4 kW","1,5 - 4 kW","0,55 - 22 kW","5,5 - 22 kW"]
["Type de moteur","Moteur Synchrone - IE5","Moteur Synchrone - IE5","Moteur Synchrone - IE5","Moteur Synchrone - IE5","Moteur Synchrone - IE5","Moteur Synchrone - IE5","Moteur Synchrone - IE5","Moteur Aynchrone - IE4"]
["Plage de température","-10°C tot 95°C","-10°C tot +110°C","-20°C tot +110°C","-10°C tot +110°C","-20 °C tot +120 °C","-20 °C tot +140 °C","-20 °C tot +140 °C","-20 °C tot +140 °C"]
["Rendement","0,18 ≤ EEI ≤ 0,20","0,17 ≤ EEI ≤ 0,20","0,18 ≤ EEI ≤ 0,20","0,17 ≤ EEI ≤ 0,19","MEI > 0,7","MEI > 0,7","MEI > 0,7","MEI > 0,4"]
["Coquilles d'isolation","Optionel","Standard","Optionel","Standard","Absent","Absent","Absent","Absent"]
["Version Sanitaire",null,"•","•","•"]
["Affichage","LED à 7 segments","Ecran LCD","LED à 7 segments","Ecran LCD","Ecran LCD","Ecran LCD","Ecran LC","Ecran LC"]
["Modes de controle","Régulation de pression &\nvitesse","Régulation de pression &\nvitesse","Régulation de pression &\nvitesse","Régulation de pression, débit, température &\nvitesse","Régulation de pression &\nvitesse","Régulation de pression, débit, température &\nvitesse","Régulation de pression &\nvitesse","Régulation de pression &\nvitesse"]
["Dynamic Adapt Plus,Calorimetre & \nBluetooth-Interface",null,"•",null,"•",null,"•"]
["Communication-Gateway,\nVérrouillage écran",{"$nulls":3},"•","•","•"]
["Contact de défaut",null,null,"•","•","•","•","•","•"]
["Contact de status",null,null,"Optionel (Connect Module)","•","•","•","Optionel (IF module)","Optionel (IF module)"]
["Contact de libération",null,null,"Optionel (Connect Module)","•","•","•","•","•"]
["Commande 0..10V",{"$nulls":3},"•","•","•","•","•"]
["Communication bus \nModBus, bacNet, LON, CAN ",{"$nulls":3},"Optionel (CIF module)","Optionel (CIF module)","Optionel (CIF module)","Optionel (IF module)","Optionel (IF module)"]

{"sheet":"PDF","index":4,"n_rows":28,"n_cols":10,"rows_kept":28,"hidden":true,"merged":[[0,0,1,9],[3,1,3,5],[5,1,5,5],[7,0,7,6],[7,7,7,9],[10,0,10,3],[10,4,10,5],[12,0,12,3],[12,4,12,5],[14,0,14,6],[14,7,14,9]]}
[{"$f":"'Wilo Select'!A1","v":"PRIJSOFFERTE HVAC 2022"}]
[]
[]
[{"$f":"'Wilo Select'!$A3","v":"Klant"},{"$f":"'Wilo Select'!B3","v":"Client"}]
[]
[{"$f":"'Wilo Select'!$A5","v":"Project"},{"$f":"'Wilo Select'!B5","v":"Project 1"}]
[]
[{"$f":"'Wilo Select'!K7","v":"PROJECTPRIJS"}]
[]
[]
[{"$f":"'Wilo Select'!$K$9","v":"Totale Brutoprijs Excl. BTW"},{"$nulls":3},{"$f":"'Wilo Select'!$M$9","v":{"v":48957.46,"d":"48,957.46 €"}}]
[]
[{"$f":"'Wilo Select'!$K$11","v":"Totale Nettoprijs Excl. BTW"},{"$nulls":3},{"$f":"'Wilo Select'!$M$11","v":{"v":48957.46,"d":"48,957.46 €"}}]
[]
[{"$f":"'Wilo Select'!A25","v":"PRODUCTENLIJST"}]
[{"$f":"'Wilo Select'!A26","v":"Ref pomp"},{"$f":"'Wilo Select'!B26","v":"Debiet [m³/h]"},{"$f":"'Wilo Select'!C26","v":"LdV [mWK]"},{"$f":"'Wilo Select'!D26","v":"Aant."},{"$f":"LEFT('Wilo Select'!G26,7)","v":"Aansl. "},{"$f":"'Wilo Select'!H26","v":"Artikelnr"},{"$f":"'Wilo Select'!I26","v":"Pomptype"},{"$f":"'Wilo Select'!J26","v":"Bruto Eenheidsprijs 2022"},{"$f":"'Wilo Select'!K26","v":"Netto Eenheidsprijs 2022"},{"$f":"'Wilo Select'!M26","v":"Opmerking"}]
[null,5,3.8500000000000005,1,"6/4\"",2217893,"Stratos MAXO 25/0,5-6 -R7",{"v":1171.05,"d":"1,171.05 €"},{"v":1053.95,"d":"1,053.95 €"},"Attention, la limite supérieure est 4,02 m"]
[null,5,3.8500000000000005,1,"6/4\"",2217893,"Stratos MAXO 25/0,5-6 -R7",{"v":1171.05,"d":"1,171.05 €"},{"v":1053.95,"d":"1,053.95 €"},"Attention, la limite supérieure est 4,02 m"]
[null,20,4.4,1,"DN 40",2217951,"Stratos MAXO 40/0,5-12 -R7",{"v":2794.13,"d":"2,794.13 €"},{"v":2514.72,"d":"2,514.72 €"},"Attention, la limite supérieure est 5,38 m"]
[null,20,4.4,1,"DN 40",2217951,"Stratos MAXO 40/0,5-12 -R7",{"v":2794.13,"d":"2,794.13 €"},{"v":2514.72,"d":"2,514.72 €"},"Attention, la limite supérieure est 5,38 m"]
[null,20,4.4,1,"DN 40",2217951,"Stratos MAXO 40/0,5-12 -R7",{"v":2794.13,"d":"2,794.13 €"},{"v":2514.72,"d":"2,514.72 €"},"Attention, la limite supérieure est 5,38 m"]
[null,20,4.4,1,"DN 40",2217951,"Stratos MAXO 40/0,5-12 -R7",{"v":2794.13,"d":"2,794.13 €"},{"v":2514.72,"d":"2,514.72 €"},"Attention, la limite supérieure est 5,38 m"]
[null,20,4.4,1,"DN 40",2217951,"Stratos MAXO 40/0,5-12 -R7",{"v":2794.13,"d":"2,794.13 €"},{"v":2514.72,"d":"2,514.72 €"},"Attention, la limite supérieure est 5,38 m"]
[null,20,4.4,1,"DN 40",2217951,"Stratos MAXO 40/0,5-12 -R7",{"v":2794.13,"d":"2,794.13 €"},{"v":2514.72,"d":"2,514.72 €"},"Attention, la limite supérieure est 5,38 m"]
[null,20,4.4,1,"DN 40",2217951,"Stratos MAXO 40/0,5-12 -R7",{"v":2794.13,"d":"2,794.13 €"},{"v":2514.72,"d":"2,514.72 €"},"Attention, la limite supérieure est 5,38 m"]
[]
[{"$nulls":3},2,null,4092741,"Raccord/Koppeling 6/4\"",{"v":22.74,"d":"22.74 €"},{"v":20.47,"d":"20.47 €"}]
[{"$nulls":3},7,null,2105578,"Jeu de contrebrides/Stel lasflenzen PN6 NW40",{"v":73,"d":"73.00 €"},{"v":65.7,"d":"65.70 €"}]

{"sheet":"info","index":5,"n_rows":24,"n_cols":2,"rows_kept":24,"hidden":true}
["DNSIZES","Pomptypes"]
["6/4\"","Yonos PICO"]
["2\"","Stratos PICO"]
["DN 32","Yonos MAXO"]
["DN 40","Stratos MAXO"]
["DN 50","Yonos GIGA 2.0"]
["DN 65","Stratos GIGA 2.0"]
["DN 80","Stratos GIGA"]
["DN 100","CronoLine IL-E"]
["DN 125","Stratos PICO-Z"]
["DN 150","Yonos MAXO-Z"]
["DN 200","Stratos MAXO-Z"]
[null,"Yonos MAXO-D"]
["NEEN / NON","Stratos MAXO-D"]
["MODBUS"]
["BACNET"]
["Yonos MAXO MODULE"]
[]
[]
[]
[]
[]
["NEEN / NON"]
["JA / OUI"]

{"sheet":"circ wilo","index":6,"n_rows":305,"n_cols":23,"rows_kept":305,"hidden":true}
["Art no.","Name","P1H","P2H","P3H","P4H","P5H","P1Q","P2Q","P3Q","P4Q","P5Q","Undefined","Type","Brut price 2022",null,null,"FLENS","PG","Yonos Maxo Module","Art ModBus","Art Bacnet","Art Tegenflenzen"]
[2120639,"Yonos MAXO 25/0,5-7",7,{"v":4.875,"d":"4.9"},{"v":2.75,"d":"2.8"},{"v":1.53,"d":"1.5"},0.5,3.5,{"v":5.355,"d":"5.4"},{"v":7.21,"d":"7.2"},{"v":5.605,"d":"5.6"},{"v":4,"d":"4.0"},null,"Yonos MAXO",{"v":1091.02,"d":"1,091.02 €"},null,null,"6/4\"","PG2",2210108,null,null,4092741]
[2120640,"Yonos MAXO 25/0,5-10",10,{"v":6.43,"d":"6.4"},{"v":2.86,"d":"2.9"},{"v":1.68,"d":"1.7"},0.5,3.3,5.7,8.8,{"v":6.715,"d":"6.7"},{"v":4.63,"d":"4.6"},null,"Yonos MAXO",{"v":1195.42,"d":"1,195.42 €"},null,null,"6/4\"","PG2",2210108,null,null,4092741]
[2120641,"Yonos MAXO 25/0,5-12",11,{"v":7.475,"d":"7.5"},{"v":3.95,"d":"4.0"},{"v":2.225,"d":"2.2"},0.5,4.7,{"v":7.85,"d":"7.9"},{"v":11,"d":"11.0"},{"v":7,"d":"7.0"},{"v":3,"d":"3.0"},null,"Yonos MAXO",{"v":1474.82,"d":"1,474.82 €"},null,null,"6/4\"","PG2",2210108,null,null,4092741]
[2120642,"Yonos MAXO 30/0,5-7",7,4.5,{"v":2,"d":"2.0"},{"v":1.25,"d":"1.3"},0.5,3.5,{"v":5.55,"d":"5.6"},7.6,{"v":6.05,"d":"6.1"},4.5,null,"Yonos MAXO",{"v":1226.31,"d":"1,226.31 €"},null,null,"2\"","PG2",2210108,null,null,4092742]
[2120643,"Yonos MAXO 30/0,5-10",10,6.5,{"v":3,"d":"3.0"},{"v":1.75,"d":"1.8"},0.5,3.3,{"v":6.050000000000001,"d":"6.1"},8.8,{"v":6.65,"d":"6.7"},4.5,null,"Yonos MAXO",{"v":1291.01,"d":"1,291.01 €"},null,null,"2\"","PG2",2210108,null,null,4092742]
[2120644,"Yonos MAXO 30/0,5-12",11,7.5,{"v":4,"d":"4.0"},{"v":2.25,"d":"2.3"},0.5,4.8,7.9,{"v":11,"d":"11.0"},{"v":7,"d":"7.0"},{"v":3,"d":"3.0"},null,"Yonos MAXO",{"v":1671.84,"d":"1,671.84 €"},null,null,"2\"","PG2",2210108,null,null,4092742]
[2120645,"Yonos MAXO 40/0,5-4",5,{"v":3.35,"d":"3.4"},1.7,1.1,0.5,{"v":4,"d":"4.0"},7.5,{"v":11,"d":"11.0"},{"v":8.25,"d":"8.3"},5.5,null,"Yonos MAXO",{"v":1276.3,"d":"1,276.30 €"},null,null,"DN 40","PG2",2210108,null,null,2105578]
[2120646,"Yonos MAXO 40/0,5-8",8,{"v":5.75,"d":"5.8"},3.5,{"v":2.25,"d":"2.3"},{"v":1,"d":"1.0"},{"v":6,"d":"6.0"},10.5,{"v":15,"d":"15.0"},{"v":10,"d":"10.0"},{"v":5,"d":"5.0"},null,"Yonos MAXO",{"v":1960.04,"d":"1,960.04 €"},null,null,"DN 40","PG2",2210108,null,null,2105578]
[2120647,"Yonos MAXO 40/0,5-12",12,8.2,4.4,{"v":2.45,"d":"2.5"},0.5,{"v":7,"d":"7.0"},{"v":14,"d":"14.0"},{"v":21,"d":"21.0"},{"v":13.25,"d":"13.3"},5.5,null,"Yonos MAXO",{"v":2318.81,"d":"2,318.81 €"},null,null,"DN 40","PG2",2210108,null,null,2105578]
[2120648,"Yonos MAXO 40/0,5-16",16,{"v":10,"d":"10.0"},{"v":4,"d":"4.0"},{"v":2.25,"d":"2.3"},0.5,{"v":6,"d":"6.0"},{"v":17,"d":"17.0"},{"v":28,"d":"28.0"},21.5,{"v":15,"d":"15.0"},null,"Yonos MAXO",{"v":3186.35,"d":"3,186.35 €"},null,null,"DN 40","PG2",2210108,null,null,2105578]
[2120649,"Yonos MAXO 50/0,5-8",8,{"v":5.75,"d":"5.8"},3.5,{"v":2.25,"d":"2.3"},{"v":1,"d":"1.0"},{"v":6,"d":"6.0"},10.5,{"v":15,"d":"15.0"},{"v":10,"d":"10.0"},{"v":5,"d":"5.0"},null,"Yonos MAXO",{"v":2537.89,"d":"2,537.89 €"},null,null,"DN 50","PG2",2210108,null,null,2105580]
[2120650,"Yonos MAXO 50/0,5-9",9,{"v":7.25,"d":"7.3"},5.5,{"v":3,"d":"3.0"},0.5,{"v":12,"d":"12.0"},18.5,{"v":25,"d":"25.0"},16.5,{"v":8,"d":"8.0"},null,"Yonos MAXO",{"v":2865.79,"d":"2,865.79 €"},null,null,"DN 50","PG2",2210108,null,null,2105580]
[2120651,"Yonos MAXO 50/0,5-12",11,7.5,{"v":4,"d":"4.0"},{"v":2.25,"d":"2.3"},0.5,8.5,{"v":16.75,"d":"16.8"},{"v":25,"d":"25.0"},{"v":15.75,"d":"15.8"},6.5,null,"Yonos MAXO",{"v":3058.43,"d":"3,058.43 €"},null,null,"DN 50","PG2",2210108,null,null,2105580]
[2120652,"Yonos MAXO 50/0,5-16",16,{"v":10,"d":"10.0"},{"v":4,"d":"4.0"},2.5,{"v":1,"d":"1.0"},{"v":11,"d":"11.0"},27.5,{"v":44,"d":"44.0"},{"v":32,"d":"32.0"},{"v":20,"d":"20.0"},null,"Yonos MAXO",{"v":4149.46,"d":"4,149.46 €"},null,null,"DN 50","PG2",2210108,null,null,2105580]
[2120653,"Yonos MAXO 65/0,5-9",9,{"v":6.75,"d":"6.8"},4.5,2.5,0.5,{"v":12,"d":"12.0"},18.5,{"v":25,"d":"25.0"},{"v":16.25,"d":"16.3"},7.5,null,"Yonos MAXO",{"v":3103.99,"d":"3,103.99 €"},null,null,"DN 65","PG2",2210108,null,null,2105582]
[2120654,"Yonos MAXO 65/0,5-12",11,7.3,3.6,2.3,{"v":1,"d":"1.0"},{"v":9.15,"d":"9.2"},{"v":25.325,"d":"25.3"},41.5,32.1,22.7,null,"Yonos MAXO",{"v":3489.25,"d":"3,489.25 €"},null,null,"DN 65","PG2",2210108,null,null,2105582]
[2120655,"Yonos MAXO 65/0,5-16",16,10.6,5.2,3.1,{"v":1,"d":"1.0"},18.2,33.6,{"v":49,"d":"49.0"},35.5,{"v":22,"d":"22.0"},null,"Yonos MAXO",{"v":4242.08,"d":"4,242.08 €"},null,null,"DN 65","PG2",2210108,null,null,2105582]
[2120656,"Yonos MAXO 80/0,5-6 ",6,4.5,{"v":3,"d":"3.0"},{"v":2,"d":"2.0"},{"v":1,"d":"1.0"},30.5,{"v":38,"d":"38.0"},{"v":45,"d":"45.0"},33.5,{"v":22,"d":"22.0"},null,"Yonos MAXO",{"v":3633.33,"d":"3,633.33 €"},null,null,"DN 80","PG2",2210108,null,null,2105584]
[2120657,"Yonos MAXO 80/0,5-6 ",6,4.5,{"v":3,"d":"3.0"},{"v":2,"d":"2.0"},{"v":1,"d":"1.0"},30.5,{"v":38,"d":"38.0"},{"v":45,"d":"45.0"},{"v":35,"d":"35.0"},{"v":22,"d":"22.0"},null,"Yonos MAXO",{"v":3868.6,"d":"3,868.60 €"},null,null,"DN 80","PG2",2210108,null,null,2105584]
[2120658,"Yonos MAXO 80/0,5-12 ",12,8.5,{"v":5,"d":"5.0"},{"v":3,"d":"3.0"},{"v":1,"d":"1.0"},{"v":29,"d":"29.0"},42.3,55.6,40.8,{"v":26,"d":"26.0"},null,"Yonos MAXO",{"v":4633.23,"d":"4,633.23 €"},null,null,"DN 80","PG2",2210108,null,null,2105584]
[2120659,"Yonos MAXO 80/0,5-12 ",12,8.5,{"v":5,"d":"5.0"},{"v":3,"d":"3.0"},{"v":1,"d":"1.0"},{"v":28,"d":"28.0"},41.5,{"v":55,"d":"55.0"},40.5,{"v":26,"d":"26.0"},null,"Yonos MAXO",{"v":4868.49,"d":"4,868.49 €"},null,null,"DN 80","PG2",2210108,null,null,2105585]
[2120660,"Yonos MAXO 100/0,5-12 ",12,8.5,{"v":5,"d":"5.0"},{"v":3,"d":"3.0"},{"v":1,"d":"1.0"},{"v":28,"d":"28.0"},41.5,{"v":55,"d":"55.0"},{"v":40,"d":"40.0"},{"v":25,"d":"25.0"},null,"Yonos MAXO",{"v":5597.8,"d":"5,597.80 €"},null,null,"DN 100","PG2",2210108,null,null,2105584]
[2120661,"Yonos MAXO 100/0,5-12 ",12,8.5,{"v":5,"d":"5.0"},{"v":3,"d":"3.0"},{"v":1,"d":"1.0"},{"v":28,"d":"28.0"},41.5,{"v":55,"d":"55.0"},{"v":40,"d":"40.0"},{"v":25,"d":"25.0"},null,"Yonos MAXO",{"v":5833.06,"d":"5,833.06 €"},null,null,"DN 100","PG2",2210108,null,null,2105585]
[2120663,"Yonos MAXO-D 32/0,5-11",11,7.8,{"v":5,"d":"5.0"},{"v":2,"d":"2.0"},0.5,5.2,{"v":7,"d":"7.0"},{"v":13,"d":"13.0"},{"v":8,"d":"8.0"},{"v":4,"d":"4.0"},null,"Yonos MAXO-D",{"v":3199.58,"d":"3,199.58 €"},null,null,"DN 32","PG2",2210108,null,null,2105576]
[2120664,"Yonos MAXO-D 40/0,5-8",8,{"v":5.75,"d":"5.8"},3.5,{"v":2.25,"d":"2.3"},{"v":1,"d":"1.0"},{"v":6,"d":"6.0"},10.5,{"v":15,"d":"15.0"},{"v":10,"d":"10.0"},{"v":5,"d":"5.0"},null,"Yonos MAXO-D",{"v":3349.56,"d":"3,349.56 €"},null,null,"DN 40","PG2",2210108,null,null,2105578]
[2120665,"Yonos MAXO-D 40/0,5-12",12,8.2,4.4,{"v":2.45,"d":"2.5"},0.5,{"v":7,"d":"7.0"},{"v":14,"d":"14.0"},{"v":21,"d":"21.0"},{"v":13.25,"d":"13.3"},5.5,null,"Yonos MAXO-D",{"v":3964.18,"d":"3,964.18 €"},null,null,"DN 40","PG2",2210108,null,null,2105578]
[2120666,"Yonos MAXO-D 40/0,5-16",16,{"v":10,"d":"10.0"},{"v":4,"d":"4.0"},{"v":2.25,"d":"2.3"},0.5,{"v":6,"d":"6.0"},{"v":17,"d":"17.0"},{"v":28,"d":"28.0"},21.5,{"v":15,"d":"15.0"},null,"Yonos MAXO-D",{"v":5447.81,"d":"5,447.81 €"},null,null,"DN 40","PG2",2210108,null,null,2105578]
[2120667,"Yonos MAXO-D 50/0,5-9",9,{"v":7.25,"d":"7.3"},5.5,{"v":3,"d":"3.0"},0.5,{"v":12,"d":"12.0"},18.5,{"v":25,"d":"25.0"},16.5,{"v":8,"d":"8.0"},null,"Yonos MAXO-D",{"v":4899.35,"d":"4,899.35 €"},null,null,"DN 50","PG2",2210108,null,null,2105580]
[2120668,"Yonos MAXO-D 50/0,5-12",11,7.5,{"v":4,"d":"4.0"},{"v":2.25,"d":"2.3"},0.5,8.5,{"v":16.75,"d":"16.8"},{"v":25,"d":"25.0"},{"v":15.75,"d":"15.8"},6.5,null,"Yonos MAXO-D",{"v":5228.73,"d":"5,228.73 €"},null,null,"DN 50","PG2",2210108,null,null,2105580]
[2120669,"Yonos MAXO-D 50/0,5-16",16,{"v":10,"d":"10.0"},{"v":4,"d":"4.0"},2.5,{"v":1,"d":"1.0"},{"v":11,"d":"11.0"},27.5,{"v":44,"d":"44.0"},{"v":32,"d":"32.0"},{"v":20,"d":"20.0"},null,"Yonos MAXO-D",{"v":7094.67,"d":"7,094.67 €"},null,null,"DN 50","PG2",2210108,null,null,2105580]
[2120670,"Yonos MAXO-D 65/0,5-12",11,7.3,3.6,2.3,{"v":1,"d":"1.0"},{"v":9,"d":"9.0"},25.5,{"v":42,"d":"42.0"},31.5,{"v":21,"d":"21.0"},null,"Yonos MAXO-D",{"v":5965.39,"d":"5,965.39 €"},null,null,"DN 65","PG2",2210108,null,null,2105582]
[2120671,"Yonos MAXO-D 65/0,5-16",16,10.5,{"v":5,"d":"5.0"},{"v":3,"d":"3.0"},{"v":1,"d":"1.0"},{"v":19,"d":"19.0"},33.5,{"v":48,"d":"48.0"},{"v":35,"d":"35.0"},{"v":22,"d":"22.0"},null,"Yonos MAXO-D",{"v":7250.51,"d":"7,250.51 €"},null,null,"DN 65","PG2",2210108,null,null,2105582]
[2120672,"Yonos MAXO-D 80/0,5-12 ",12,8.5,{"v":5,"d":"5.0"},{"v":3,"d":"3.0"},{"v":1,"d":"1.0"},{"v":28,"d":"28.0"},41.5,{"v":55,"d":"55.0"},{"v":40,"d":"40.0"},{"v":25,"d":"25.0"},null,"Yonos MAXO-D",{"v":7918.07,"d":"7,918.07 €"},null,null,"DN 80","PG2",2210108,null,null,2105584]
[2120673,"Yonos MAXO-D 80/0,5-12 ",12,8.5,{"v":5,"d":"5.0"},{"v":3,"d":"3.0"},{"v":1,"d":"1.0"},{"v":28,"d":"28.0"},41.5,{"v":55,"d":"55.0"},{"v":40,"d":"40.0"},{"v":25,"d":"25.0"},null,"Yonos MAXO-D",{"v":8320.97,"d":"8,320.97 €"},null,null,"DN 80","PG2",2210108,null,null,2105584]
[2153668,"IL-E 40/220-11/2",63,60.3,56.3,26.6,{"v":4,"d":"4.0"},33.4,39.8,45.8,31.5,12.4,null,"CronoLine IL-E",{"v":11641.59,"d":"11,641.59 €"},null,null,"DN 40","PG3",null,2097809,2097811,2105579]
[2153669,"IL-E 50/210-11/2",53,50.9,{"v":47.6,"d":"47.60"},{"v":22.7,"d":"22.70"},{"v":3.5,"d":"4"},{"v":40.2,"d":"40"},50,58,{"v":42.2,"d":"42"},{"v":16.4,"d":"16"},null,"CronoLine IL-E",{"v":11870.65,"d":"11,870.65 €"},null,null,"DN 50","PG3",null,2097809,2097811,2105581]
[2153670,"IL-E 50/220-15/2",62,58.5,{"v":55.4,"d":"55.40"},{"v":28.4,"d":"28.40"},4,{"v":52.5,"d":"53"},{"v":63.1,"d":"63"},{"v":71.8,"d":"72"},{"v":53.2,"d":"53"},{"v":20.6,"d":"21"},null,"CronoLine IL-E",{"v":13724.24,"d":"13,724.24 €"},null,null,"DN 50","PG3",null,2097809,2097811,2105581]
[2153671,"IL-E 65/170-11/2",40,36.7,31.56,{"v":16.4,"d":"16.40"},3,{"v":49.9,"d":"50"},{"v":73.8,"d":"74"},96,{"v":69.5,"d":"70"},{"v":31.7,"d":"32"},null,"CronoLine IL-E",{"v":11923.4,"d":"11,923.40 €"},null,null,"DN 65","PG3",null,2097809,2097811,2105583]
[2153672,"IL-E 65/200-15/2",49,47.1,{"v":44.2,"d":"44.20"},{"v":60,"d":"60.00"},3,73,{"v":79.4,"d":"79"},85,21,24,null,"CronoLine IL-E",{"v":13844.82,"d":"13,844.82 €"},null,null,"DN 65","PG3",null,2097809,2097811,2105583]
[2153673,"IL-E 65/210-18,5/2",57,52.7,{"v":50,"d":"50.00"},{"v":24,"d":"24.00"},{"v":3.5,"d":"4"},78,{"v":86.9,"d":"87"},{"v":94.7,"d":"95"},{"v":65.2,"d":"65"},{"v":26.9,"d":"27"},null,"CronoLine IL-E",{"v":16474.93,"d":"16,474.93 €"},null,null,"DN 65","PG3",null,2097809,2097811,2105583]
[2153674,"IL-E 65/220-22/2",65,59.9,{"v":53.7,"d":"53.70"},{"v":26.4,"d":"26.40"},{"v":4.5,"d":"5"},{"v":74.4,"d":"74"},{"v":90.8,"d":"91"},105,{"v":73.9,"d":"74"},{"v":31.9,"d":"32"},null,"CronoLine IL-E",{"v":18034.7,"d":"18,034.70 €"},null,null,"DN 65","PG3",null,2097809,2097811,2105583]
[2153675,"IL-E 80/160-11/2",31,27.4,{"v":23,"d":"23.00"},{"v":11.2,"d":"11.20"},2,{"v":76.5,"d":"77"},108,134,{"v":95.1,"d":"95"},{"v":39.9,"d":"40"},null,"CronoLine IL-E",{"v":12199.18,"d":"12,199.18 €"},null,null,"DN 80","PG3",null,2097809,2097811,2105585]
[2153676,"IL-E 80/170-15/2",40,37.8,{"v":34.3,"d":"34.30"},{"v":17.3,"d":"17.30"},{"v":2.5,"d":"3"},{"v":82.4,"d":"82"},108,129,{"v":92.6,"d":"93"},{"v":34.9,"d":"35"},null,"CronoLine IL-E",{"v":13908.12,"d":"13,908.12 €"},null,null,"DN 80","PG3",null,2097809,2097811,2105585]
[2153677,"IL-E 80/190-18,5/2",48,43,{"v":36.6,"d":"36.60"},{"v":18.1,"d":"18.10"},3,{"v":86.8,"d":"87"},122,150,107,{"v":42.4,"d":"42"},null,"CronoLine IL-E",{"v":16681.48,"d":"16,681.48 €"},null,null,"DN 80","PG3",null,2097809,2097811,2105585]
[2153678,"IL-E 80/200-22/2",54,46,{"v":37.3,"d":"37.30"},{"v":18.7,"d":"18.70"},{"v":3.5,"d":"4"},{"v":72.7,"d":"73"},126,165,121,{"v":51.7,"d":"52"},null,"CronoLine IL-E",{"v":18299.06,"d":"18,299.06 €"},null,null,"DN 80","PG3",null,2097809,2097811,2105585]
[2153679,"IL-E 100/145-11/2",22,16.8,{"v":10,"d":"10.00"},{"v":5,"d":"5.00"},{"v":1.5,"d":"2"},94,178,243,179,{"v":99.6,"d":"100"},null,"CronoLine IL-E",{"v":12242.87,"d":"12,242.87 €"},null,null,"DN 100","PG3",null,2097809,2097811,2105587]
[2153680,"IL-E 100/150-15/2",26,20,{"v":12.7,"d":"12.70"},6.35,{"v":2.18,"d":"2"},98,195,266,193,109,null,"CronoLine IL-E",{"v":13959.35,"d":"13,959.35 €"},null,null,"DN 100","PG3",null,2097809,2097811,2105587]
[2153681,"IL-E 100/160-18,5/2",28.7,23.1,{"v":15.2,"d":"15.20"},8.09,2,109,210,281,200,104,null,"CronoLine IL-E",{"v":16752.61,"d":"16,752.61 €"},null,null,"DN 100","PG3",null,2097809,2097811,2105587]
[2153682,"IL-E 100/165-22/2",33.5,29.5,{"v":22.8,"d":"22.80"},{"v":12.4,"d":"12.40"},{"v":2.5,"d":"3"},126,200,265,196,90,null,"CronoLine IL-E",{"v":19073.73,"d":"19,073.73 €"},null,null,"DN 100","PG3",null,2097809,2097811,2105587]
[2153683,"IL-E 100/270-11/4",24,17,{"v":10.1,"d":"10.10"},5.57,{"v":1.5,"d":"2"},{"v":83.8,"d":"84"},147,184,138,{"v":72.7,"d":"73"},null,"CronoLine IL-E",{"v":13499.7,"d":"13,499.70 €"},null,null,"DN 100","PG3",null,2097809,2097811,2105587]
[2153684,"IL-E 150/220-11/4",14.5,13.4,{"v":10,"d":"10.00"},5.02,1,144,243,319,243,103,null,"CronoLine IL-E",{"v":15109.18,"d":"15,109.18 €"},null,null,"DN 150","PG3",null,2097809,2097811,2804221]
[2153685,"IL-E 150/250-15/4",17,13.4,{"v":6.9,"d":"6.90"},{"v":3.7,"d":"3.70"},{"v":1.5,"d":"2"},159,302,400,300,192,null,"CronoLine IL-E",{"v":16852.79,"d":"16,852.79 €"},null,null,"DN 150","PG3",null,2097809,2097811,2804221]
[2153686,"IL-E 150/260-18,5/4",19.5,15.7,{"v":9.3,"d":"9.30"},4.44,{"v":1.5,"d":"2"},161,313,410,293,170,null,"CronoLine IL-E",{"v":19140.41,"d":"19,140.41 €"},null,null,"DN 150","PG3",null,2097809,2097811,2804221]
[2153687,"IL-E 150/270-22/4",22,19,{"v":14.2,"d":"14.20"},{"v":7.9,"d":"7.90"},{"v":1.5,"d":"2"},167,306,386,291,124,null,"CronoLine IL-E",{"v":21797.79,"d":"21,797.79 €"},null,null,"DN 150","PG3",null,2097809,2097811,2804221]
[2153688,"IL-E 200/240-15/4",14,10.6,{"v":5.5,"d":"5.50"},{"v":386,"d":"386.00"},1,195,398,542,{"v":2.7,"d":"3"},240,null,"CronoLine IL-E",{"v":18625.03,"d":"18,625.03 €"},null,null,"DN 200","PG3",null,2097809,2097811,2804222]
[2153689,"IL-E 200/250-18,5/4",16,12,6.66,3.15,1,209,437,562,411,228,null,"CronoLine IL-E",{"v":18625.03,"d":"18,625.03 €"},null,null,"DN 200","PG3",null,2097809,2097811,2804222]
[2153690,"IL-E 200/260-22/4",17,12.2,{"v":5,"d":"5.00"},2.46,1,257,481,624,463,303,null,"CronoLine IL-E",{"v":23013.81,"d":"23,013.81 €"},null,null,"DN 200","PG3",null,2097809,2097811,2804222]
[2159314,"IL-E 40/170-5,5/2",40,36.6,{"v":30,"d":"30.00"},{"v":15,"d":"15.00"},3,15,{"v":32.8,"d":"33"},{"v":45.3,"d":"45"},{"v":32.6,"d":"33"},{"v":14.4,"d":"14"},null,"CronoLine IL-E",{"v":7651.88,"d":"7,651.88 €"},null,null,"DN 40","PG3",null,2097809,2097811,2105579]
[2159315,"IL-E 40/200-7,5/2",50,46.4,{"v":43.2,"d":"43.20"},{"v":21,"d":"21.00"},{"v":3.2,"d":"3"},{"v":28.6,"d":"29"},35,{"v":39.8,"d":"40"},{"v":28.3,"d":"28"},{"v":10.9,"d":"11"},null,"CronoLine IL-E",{"v":8613.97,"d":"8,613.97 €"},null,null,"DN 40","PG3",null,2097809,2097811,2105579]
[2159316,"IL-E 50/160-5,5/2",31,26.5,{"v":20,"d":"20.00"},{"v":9.7,"d":"9.70"},2,{"v":29.6,"d":"30"},{"v":47.6,"d":"48"},60,42,{"v":19.2,"d":"19"},null,"CronoLine IL-E",{"v":8151.47,"d":"8,151.47 €"},null,null,"DN 50","PG3",null,2097809,2097811,2105581]
[2159317,"IL-E 50/170-7,5/2",38,32.4,{"v":24.7,"d":"24.70"},{"v":11,"d":"11.00"},{"v":2.5,"d":"3"},{"v":34.8,"d":"35"},55,70,{"v":47.1,"d":"47"},{"v":23.2,"d":"23"},null,"CronoLine IL-E",{"v":8981.12,"d":"8,981.12 €"},null,null,"DN 50","PG3",null,2097809,2097811,2105581]
[2159318,"IL-E 50/180-7,5/2",42,41.4,{"v":40,"d":"40.00"},{"v":17.7,"d":"17.70"},{"v":2.7,"d":"3"},40,{"v":42.7,"d":"43"},{"v":45.3,"d":"45"},{"v":30.5,"d":"31"},{"v":12.5,"d":"13"},null,"CronoLine IL-E",{"v":8999.07,"d":"8,999.07 €"},null,null,"DN 50","PG3",null,2097809,2097811,2105581]
[2159319,"IL-E 65/150-5,5/2",24,20.8,{"v":16.2,"d":"16.20"},{"v":8,"d":"8.00"},{"v":1.5,"d":"2"},{"v":40.2,"d":"40"},{"v":60.9,"d":"61"},{"v":85.8,"d":"86"},62,{"v":27.6,"d":"28"},null,"CronoLine IL-E",{"v":8041.71,"d":"8,041.71 €"},null,null,"DN 65","PG3",null,2097809,2097811,2105583]
[2159320,"IL-E 65/160-7,5/2",31,27.2,{"v":23.6,"d":"23.60"},9.87,2,{"v":52.4,"d":"52"},{"v":72.3,"d":"72"},{"v":88.6,"d":"89"},{"v":59.8,"d":"60"},{"v":26.5,"d":"27"},null,"CronoLine IL-E",{"v":8971.85,"d":"8,971.85 €"},null,null,"DN 65","PG3",null,2097809,2097811,2105583]
[2159321,"IL-E 80/130-5,5/2",18,16.7,{"v":15,"d":"15.00"},{"v":7,"d":"7.00"},{"v":1.5,"d":"1.50"},{"v":73.1,"d":"73.10"},{"v":91.1,"d":"91.10"},105,72,34,null,"CronoLine IL-E",{"v":9906.39,"d":"9,906.39 €"},null,null,"DN 80","PG3",null,2097809,2097811,2105585]
[2159322,"IL-E 80/140-7,5/2",21,18.1,{"v":15.3,"d":"15.30"},{"v":8,"d":"8.00"},{"v":1.5,"d":"1.50"},{"v":88,"d":"88.00"},{"v":116,"d":"116.00"},136,101,43.8,null,"CronoLine IL-E",{"v":9402.93,"d":"9,402.93 €"},null,null,"DN 80","PG3",null,2097809,2097811,2105585]
[2159323,"IL-E 80/150-7,5/2",25,23,{"v":20.2,"d":"20.20"},{"v":9.4,"d":"9.40"},{"v":1.7,"d":"1.70"},{"v":59,"d":"59.00"},{"v":86.6,"d":"86.60"},109,76.6,33.7,null,"CronoLine IL-E",{"v":10475.09,"d":"10,475.09 €"},null,null,"DN 80","PG3",null,2097809,2097811,2105585]
[2159324,"IL-E 100/220-5,5/4",13.5,11.8,{"v":10,"d":"10.00"},{"v":5.3,"d":"5.30"},1,{"v":98.9,"d":"99"},131,151,112,{"v":48.6,"d":"49"},null,"CronoLine IL-E",{"v":9185.332784706721,"d":"9,185.33 €"},null,null,"DN 100","PG3",null,2097809,2097811,2105587]
[2159325,"IL-E 100/250-7,5/4",17.5,11.1,{"v":4.7,"d":"4.70"},2.74,{"v":1.3,"d":"1"},{"v":89.6,"d":"90"},142,176,133,{"v":96.8,"d":"97"},null,"CronoLine IL-E",{"v":10662.86,"d":"10,662.86 €"},null,null,"DN 100","PG3",null,2097809,2097811,2105587]
[2159326,"IL-E 125/210-5,5/4",11.6,10.6,9.36,{"v":4.6,"d":"4.60"},1,{"v":82.3,"d":"82"},131,167,122,56,null,"CronoLine IL-E",{"v":10014.08,"d":"10,014.08 €"},null,null,"DN 125","PG3",null,2097809,2097811,2804220]
[2159327,"IL-E 125/220-7,5/4",14.5,13.6,{"v":12,"d":"12.00"},5.79,1,117,152,186,129,{"v":56.5,"d":"57"},null,"CronoLine IL-E",{"v":11487.43,"d":"11,487.43 €"},null,null,"DN 125","PG3",null,2097809,2097811,2804220]
[2159328,"IL-E 150/190-5,5/4",9,7.81,{"v":6.3,"d":"6.30"},3.35,1,{"v":36.5,"d":"37"},142,239,181,102,null,"CronoLine IL-E",{"v":10832.35,"d":"10,832.35 €"},null,null,"DN 150","PG3",null,2097809,2097811,2804221]
[2159329,"IL-E 150/200-7,5/4",10.5,9.6,{"v":7.6,"d":"7.60"},4.37,{"v":1.5,"d":"2"},148,216,283,216,126,null,"CronoLine IL-E",{"v":12328.7,"d":"12,328.70 €"},null,null,"DN 150","PG3",null,2097809,2097811,2804221]
[2160585,"Yonos MAXO-D 32/0,5-7",7,4.5,{"v":2,"d":"2.0"},{"v":1.25,"d":"1.3"},0.5,3.5,{"v":5.55,"d":"5.6"},7.6,{"v":6.05,"d":"6.1"},4.5,null,"Yonos MAXO-D",{"v":2071.77,"d":"2,071.77 €"},null,null,"DN 32","PG2",2210108,null,null,2105576]
[2163260,"Yonos MAXO-D 80/0,5-6",6,4.5,{"v":3,"d":"3.0"},{"v":2,"d":"2.0"},{"v":1,"d":"1.0"},{"v":31,"d":"31.0"},{"v":38,"d":"38.0"},{"v":45,"d":"45.0"},33.5,{"v":22,"d":"22.0"},null,"Yonos MAXO-D",{"v":6210.93,"d":"6,210.93 €"},null,null,"DN 80","PG2",2210108,null,null,2105584]
[2163261,"Yonos MAXO-D 80/0,5-6",6,4.5,{"v":3,"d":"3.0"},{"v":2,"d":"2.0"},{"v":1,"d":"1.0"},{"v":31,"d":"31.0"},{"v":38,"d":"38.0"},{"v":45,"d":"45.0"},33.5,{"v":22,"d":"22.0"},null,"Yonos MAXO-D",{"v":6612.37,"d":"6,612.37 €"},null,null,"DN 80","PG2",2210108,null,null,2105584]
[2164666,"Stratos MAXO-Z 25/0,5-6",6,{"v":4,"d":"4.0"},{"v":2.45,"d":"2.5"},{"v":1.22,"d":"1.2"},0.5,{"v":0.955,"d":"1.0"},{"v":5.05,"d":"5.1"},{"v":9.06,"d":"9.1"},{"v":6.77,"d":"6.8"},{"v":4.39,"d":"4.4"},null,"Stratos MAXO-Z",{"v":1924.24,"d":"1,924.24 €"},null,null,"6/4\"","PG17",null,2190368,2190367,112047195]
[2164667,"Stratos MAXO-Z 25/0,5-8",8,{"v":5.62,"d":"5.6"},2.5,{"v":1.13,"d":"1.1"},0.5,1.7,{"v":5.64,"d":"5.6"},9.4,{"v":7.06,"d":"7.1"},4.7,null,"Stratos MAXO-Z",{"v":2146.22,"d":"2,146.22 €"},null,null,"6/4\"","PG17",null,2190368,2190367,112047195]
[2164668,"Stratos MAXO-Z 25/0,5-12",11,{"v":7.12,"d":"7.1"},{"v":3.24,"d":"3.2"},{"v":1.83,"d":"1.8"},0.5,3.4,7.7,{"v":12,"d":"12.0"},{"v":9.02,"d":"9.0"},4.7,null,"Stratos MAXO-Z",{"v":2872.92,"d":"2,872.92 €"},null,null,"6/4\"","PG17",null,2190368,2190367,112047195]
[2164669,"Stratos MAXO-Z 30/0,5-6",6,{"v":4,"d":"4.0"},{"v":2.45,"d":"2.5"},{"v":1.22,"d":"1.2"},0.5,{"v":0.955,"d":"1.0"},{"v":5.05,"d":"5.1"},{"v":9.06,"d":"9.1"},{"v":6.77,"d":"6.8"},{"v":4.39,"d":"4.4"},null,"Stratos MAXO-Z",{"v":2071.28,"d":"2,071.28 €"},null,null,"2\"","PG17",null,2190368,2190367,112082691]
[2164670,"Stratos MAXO-Z 30/0,5-8",8,{"v":5.62,"d":"5.6"},2.5,{"v":1.13,"d":"1.1"},0.5,1.7,{"v":5.64,"d":"5.6"},9.4,{"v":7.06,"d":"7.1"},4.7,null,"Stratos MAXO-Z",{"v":2307.38,"d":"2,307.38 €"},null,null,"2\"","PG17",null,2190368,2190367,112082691]
[2164671,"Stratos MAXO-Z 30/0,5-12",11,{"v":7.12,"d":"7.1"},{"v":3.24,"d":"3.2"},{"v":1.83,"d":"1.8"},0.5,3.4,7.7,{"v":12,"d":"12.0"},{"v":9.02,"d":"9.0"},4.7,null,"Stratos MAXO-Z",{"v":3258.9,"d":"3,258.90 €"},null,null,"2\"","PG17",null,2190368,2190367,112082691]
[2164672,"Stratos MAXO-Z 32/0,5-8",8,5.5,{"v":3,"d":"3.0"},1.5,{"v":0.078,"d":"0.1"},{"v":1.72,"d":"1.7"},7.1,{"v":9.95,"d":"10.0"},{"v":7.45,"d":"7.5"},{"v":4.26,"d":"4.3"},null,"Stratos MAXO-Z",{"v":2361.11,"d":"2,361.11 €"},null,null,"DN 32","PG17",null,2190368,2190367,2926377]
[2164673,"Stratos MAXO-Z 32/0,5-12",10,{"v":6.24,"d":"6.2"},{"v":1.94,"d":"1.9"},{"v":1.22,"d":"1.2"},0.5,6.2,10.3,16.4,13.7,{"v":11,"d":"11.0"},null,"Stratos MAXO-Z",{"v":3650.53,"d":"3,650.53 €"},null,null,"DN 32","PG17",null,2190368,2190367,2926377]
[2164674,"Stratos MAXO-Z 40/0,5-8",8,{"v":4.86,"d":"4.9"},{"v":1.67,"d":"1.7"},{"v":0.796,"d":"0.8"},0.5,{"v":5.66,"d":"5.7"},11.9,21.1,16.1,{"v":12,"d":"12.0"},null,"Stratos MAXO-Z",{"v":3818.78,"d":"3,818.78 €"},null,null,"DN 40","PG17",null,2190368,2190367,2926130]
[2164675,"Stratos MAXO-Z 40/0,5-12",12,{"v":7.11,"d":"7.1"},{"v":2.13,"d":"2.1"},1.3,0.5,{"v":6,"d":"6.0"},16.3,{"v":27,"d":"27.0"},21.9,14.9,null,"Stratos MAXO-Z",{"v":4520.04,"d":"4,520.04 €"},null,null,"DN 40","PG17",null,2190368,2190367,2926130]
[2164676,"Stratos MAXO-Z 50/0,5-9",9,{"v":6,"d":"6.0"},{"v":2.94,"d":"2.9"},1.3,0.5,7.5,19.3,32.8,24.8,17.3,null,"Stratos MAXO-Z",{"v":5586.09,"d":"5,586.09 €"},null,null,"DN 50","PG17",null,2190368,2190367,2926131]
[2164677,"Stratos MAXO-Z 65/0,5-12",12,{"v":7.675,"d":"7.7"},{"v":3.35,"d":"3.4"},{"v":1.925,"d":"1.9"},0.5,{"v":10,"d":"10.0"},26.9,43.8,29.9,{"v":16,"d":"16.0"},null,"Stratos MAXO-Z",{"v":6801.98,"d":"6,801.98 €"},null,null,"DN 65","PG17",null,2190368,2190367,2926132]
[2170110,"Stratos GIGA 40/1-51/4,2",51,43,{"v":31.7,"d":"31.70"},{"v":13.8,"d":"13.80"},{"v":1,"d":"1.00"},{"v":8.6,"d":"8.60"},{"v":21.8,"d":"21.80"},35.1,23.3,6.8,null,"Stratos GIGA",{"v":9053.27,"d":"9,053.27 €"},null,null,"DN 40","PG3",null,2097809,2097811,2105579]
[2170111,"Stratos GIGA 40/1-45/3,8",45,20,{"v":27,"d":"27.00"},{"v":12,"d":"12.00"},1,7,{"v":19.5,"d":"20"},35,23,{"v":6.5,"d":"7"},null,"Stratos GIGA",{"v":8419.12,"d":"8,419.12 €"},null,null,"DN 40","PG3",null,2097809,2097811,2105579]
[2170112,"Stratos GIGA 40/1-39/3,0",38,32,{"v":19.5,"d":"19.50"},{"v":8,"d":"8.00"},1,{"v":5.5,"d":"6"},20,35,{"v":22.5,"d":"23"},{"v":7.8,"d":"8"},null,"Stratos GIGA",{"v":7552.99,"d":"7,552.99 €"},null,null,"DN 40","PG3",null,2097809,2097811,2105579]
[2170113,"Stratos GIGA 40/1-32/2,2",31,22,{"v":15.4,"d":"15.40"},{"v":7.6,"d":"7.60"},1,{"v":7.5,"d":"8"},22,32,{"v":21.7,"d":"22"},8,null,"Stratos GIGA",{"v":6955.56,"d":"6,955.56 €"},null,null,"DN 40","PG3",null,2097809,2097811,2105579]
[2170114,"Stratos GIGA 40/1-25/1,6",25,20.4,{"v":12.4,"d":"12.40"},{"v":6.2,"d":"6.20"},1,{"v":4.8,"d":"5"},{"v":17.7,"d":"18"},28,{"v":19.8,"d":"20"},{"v":7.5,"d":"8"},null,"Stratos GIGA",{"v":6132.84,"d":"6,132.84 €"},null,null,"DN 40","PG3",null,2097809,2097811,2105579]
[2170115,"Stratos GIGA 50/1-33/2,6",32,23.5,{"v":12.1,"d":"12.10"},{"v":3.6,"d":"3.60"},1,8,{"v":29.4,"d":"29"},48,{"v":27.6,"d":"28"},14,null,"Stratos GIGA",{"v":7346.06,"d":"7,346.06 €"},null,null,"DN 50","PG3",null,2097809,2097811,2105581]
[2170116,"Stratos GIGA 50/1-26/1,9",25,17.8,9.17,{"v":3.8,"d":"3.80"},1,{"v":8.5,"d":"9"},{"v":28.9,"d":"29"},{"v":42.5,"d":"43"},28,{"v":14.5,"d":"15"},null,"Stratos GIGA",{"v":6726.92,"d":"6,726.92 €"},null,null,"DN 50","PG3",null,2097809,2097811,2105581]
[2170117,"Stratos GIGA 50/1-20/1,3",20,14.4,{"v":7.3,"d":"7.30"},3.25,1,4,{"v":23.7,"d":"24"},{"v":37.7,"d":"38"},{"v":25.8,"d":"26"},{"v":14.5,"d":"15"},null,"Stratos GIGA",{"v":5703.93,"d":"5,703.93 €"},null,null,"DN 50","PG3",null,2097809,2097811,2105581]
[2170118,"Stratos GIGA 50/1-14/0,8",14,10.2,{"v":4.7,"d":"4.70"},{"v":2.2,"d":"2.20"},1,5,{"v":20.6,"d":"21"},{"v":32.9,"d":"33"},{"v":23.2,"d":"23"},{"v":15.3,"d":"15"},null,"Stratos GIGA",{"v":4776.12,"d":"4,776.12 €"},null,null,"DN 50","PG3",null,2097809,2097811,2105581]
[2170119,"Stratos GIGA 50/1-50/4,2",50,37.5,{"v":26.2,"d":"26.20"},{"v":9.8,"d":"9.80"},1,{"v":9.5,"d":"10"},{"v":30.3,"d":"30"},45,{"v":29.4,"d":"29"},{"v":9.7,"d":"10"},null,"Stratos GIGA",{"v":9301.88,"d":"9,301.88 €"},null,null,"DN 50","PG3",null,2097809,2097811,2105581]
[2170119,"Stratos GIGA 50/1-50/4,2",48,38.2,{"v":25.4,"d":"25.40"},{"v":12,"d":"12.00"},1,{"v":9.5,"d":"10"},{"v":28.6,"d":"29"},{"v":44.9,"d":"45"},31,{"v":9.9,"d":"10"},null,"Stratos GIGA",{"v":9301.88,"d":"9,301.88 €"},null,null,"DN 50","PG3",null,2097809,2097811,2105581]
[2170120,"Stratos GIGA 50/1-44/3,2",41,31,{"v":19.2,"d":"19.20"},{"v":7.6,"d":"7.60"},1,{"v":10.9,"d":"11"},{"v":29.5,"d":"30"},{"v":43.8,"d":"44"},{"v":29.3,"d":"29"},{"v":10.8,"d":"11"},null,"Stratos GIGA",{"v":8816.28,"d":"8,816.28 €"},null,null,"DN 50","PG3",null,2097809,2097811,2105581]
[2170121,"Stratos GIGA 50/1-38/2,8",35,26,{"v":15.7,"d":"15.70"},{"v":6.8,"d":"6.80"},1,11,{"v":28.5,"d":"29"},{"v":41.9,"d":"42"},{"v":29.2,"d":"29"},11,null,"Stratos GIGA",{"v":7684.8,"d":"7,684.80 €"},null,null,"DN 50","PG3",null,2097809,2097811,2105581]
[2170122,"Stratos GIGA 65/1-17/1,7",17,12.2,6.75,3.12,1,{"v":5.5,"d":"6"},39,{"v":59.8,"d":"60"},{"v":42.4,"d":"42"},{"v":23.7,"d":"24"},null,"Stratos GIGA",{"v":6556.72,"d":"6,556.72 €"},null,null,"DN 65","PG3",null,2097809,2097811,2105583]
[2170123,"Stratos GIGA 65/1-12/1,1",12.5,9.24,{"v":5,"d":"5.00"},{"v":2.6,"d":"2.60"},1,6,{"v":33.4,"d":"33"},{"v":51.3,"d":"51"},{"v":37.6,"d":"38"},24,null,"Stratos GIGA",{"v":5957.63,"d":"5,957.63 €"},null,null,"DN 65","PG3",null,2097809,2097811,2105583]
[2170124,"Stratos GIGA 65/1-8/0,6",8,6,{"v":3.4,"d":"3.40"},{"v":2.1,"d":"2.10"},1,{"v":5.4,"d":"5"},{"v":27.7,"d":"28"},42,{"v":33.7,"d":"34"},{"v":22.9,"d":"23"},null,"Stratos GIGA",{"v":5059.8,"d":"5,059.80 €"},null,null,"DN 65","PG3",null,2097809,2097811,2105583]
[2170124,"Stratos GIGA 65/1-8/0,6",8,6.2,3.47,2.08,1,{"v":6.72,"d":"7"},{"v":26.6,"d":"27"},{"v":42.2,"d":"42"},{"v":33.5,"d":"34"},23,null,"Stratos GIGA",{"v":5059.8,"d":"5,059.80 €"},null,null,"DN 65","PG3",null,2097809,2097811,2105583]
[2170125,"Stratos GIGA 65/1-27/3,0",27,19.9,{"v":11.1,"d":"11.10"},{"v":6,"d":"6.00"},{"v":0.5,"d":"1"},{"v":14.7,"d":"15"},{"v":42.5,"d":"43"},{"v":62.5,"d":"63"},{"v":46.3,"d":"46"},{"v":12.7,"d":"13"},null,"Stratos GIGA",{"v":8515.88,"d":"8,515.88 €"},null,null,"DN 65","PG3",null,2097809,2097811,2105583]
[2170126,"Stratos GIGA 65/1-21/2,3",22,13.6,{"v":5.1,"d":"5.10"},{"v":2.8,"d":"2.80"},1,{"v":6.8,"d":"7"},{"v":44.7,"d":"45"},64,{"v":46.2,"d":"46"},28,null,"Stratos GIGA",{"v":7477.9,"d":"7,477.90 €"},null,null,"DN 65","PG3",null,2097809,2097811,2105583]
[2170127,"Stratos GIGA 65/1-42/4,8",42.5,32.6,{"v":20.8,"d":"20.80"},{"v":8.6,"d":"8.60"},1,{"v":19.5,"d":"20"},{"v":42.3,"d":"42"},{"v":59.7,"d":"60"},{"v":40.4,"d":"40"},{"v":11.4,"d":"11"},null,"Stratos GIGA",{"v":9403.7,"d":"9,403.70 €"},null,null,"DN 65","PG3",null,2097809,2097811,2105583]
[2170128,"Stratos GIGA 65/1-38/3,8",38,27.3,{"v":14.6,"d":"14.60"},{"v":6.5,"d":"6.50"},1,{"v":15.3,"d":"15"},{"v":42.2,"d":"42"},{"v":61.6,"d":"62"},43,{"v":15.8,"d":"16"},null,"Stratos GIGA",{"v":9031.54,"d":"9,031.54 €"},null,null,"DN 65","PG3",null,2097809,2097811,2105583]
[2170129,"Stratos GIGA 65/1-34/3,1",34,22.5,{"v":11.3,"d":"11.30"},4.95,1,10,{"v":40.5,"d":"41"},58,{"v":39.4,"d":"39"},{"v":17.6,"d":"18"},null,"Stratos GIGA",{"v":8515.88,"d":"8,515.88 €"},null,null,"DN 65","PG3",null,2097809,2097811,2105583]
[2170130,"Stratos GIGA 80/1-21/3,5",23,17.8,{"v":9.8,"d":"9.80"},4.94,1,{"v":22.6,"d":"23"},{"v":57.1,"d":"57"},{"v":91.6,"d":"92"},{"v":66.3,"d":"66"},{"v":28.4,"d":"28"},null,"Stratos GIGA",{"v":8821.26,"d":"8,821.26 €"},null,null,"DN 80","PG3",null,2097809,2097811,2105585]
[2170131,"Stratos GIGA 80/1-16/2,3",18,12.3,{"v":5,"d":"5.00"},{"v":2.4,"d":"2.40"},1,{"v":19.5,"d":"20"},{"v":54.7,"d":"55"},{"v":84.7,"d":"85"},{"v":62.4,"d":"62"},{"v":40.4,"d":"40"},null,"Stratos GIGA",{"v":7753.25,"d":"7,753.25 €"},null,null,"DN 80","PG3",null,2097809,2097811,2105585]
[2170132,"Stratos GIGA 80/1-37/5,3",37,27.9,{"v":17.8,"d":"17.80"},{"v":9.5,"d":"9.50"},1,{"v":18.5,"d":"19"},{"v":54.8,"d":"55"},84,{"v":62.3,"d":"62"},{"v":20.6,"d":"21"},null,"Stratos GIGA",{"v":9567.23,"d":"9,567.23 €"},null,null,"DN 80","PG3",null,2097809,2097811,2105585]
[2170133,"Stratos GIGA 80/1-32/4,1",32,22.2,{"v":11.8,"d":"11.80"},{"v":5.5,"d":"5.50"},1,16,{"v":53.9,"d":"54"},{"v":83.4,"d":"83"},60,26,null,"Stratos GIGA",{"v":9235.12,"d":"9,235.12 €"},null,null,"DN 80","PG3",null,2097809,2097811,2105585]
[2170134,"Stratos GIGA 100/1-17/3,7",17.2,12.5,{"v":7.2,"d":"7.20"},3.69,{"v":1.23,"d":"1"},46,{"v":89.1,"d":"89"},124,{"v":91.8,"d":"92"},{"v":48.8,"d":"49"},null,"Stratos GIGA",{"v":9103.3,"d":"9,103.30 €"},null,null,"DN 100","PG3",null,2097809,2097811,2105587]
[2170135,"Stratos GIGA 100/1-13/2,3",12.8,8.25,{"v":2.5,"d":"2.50"},1.46,1,38,{"v":83.4,"d":"83"},126,108,85,null,"Stratos GIGA",{"v":8192.14,"d":"8,192.14 €"},null,null,"DN 100","PG3",null,2097809,2097811,2105587]
[2170136,"Stratos GIGA 100/1-33/6,0",33,25,{"v":13.3,"d":"13.30"},{"v":6.8,"d":"6.80"},1,{"v":25.3,"d":"25"},72,118,{"v":86.3,"d":"86"},34,null,"Stratos GIGA",{"v":10147.95,"d":"10,147.95 €"},null,null,"DN 100","PG3",null,2097809,2097811,2105587]
[2170136,"Stratos GIGA 100/1-33/6,0",33,23.9,{"v":13.9,"d":"13.90"},{"v":6.5,"d":"6.50"},{"v":1,"d":"1.00"},{"v":27,"d":"27.00"},{"v":77.5,"d":"77.50"},117,84.8,34.8,null,"Stratos GIGA",{"v":10147.95,"d":"10,147.95 €"},null,null,"DN 100","PG3",null,2097809,2097811,2105587]
[2170137,"Stratos GIGA 100/1-27/4,8",27,19.3,{"v":8,"d":"8.00"},{"v":3.7,"d":"3.70"},1,37,{"v":77.5,"d":"78"},118,{"v":84.5,"d":"85"},43,null,"Stratos GIGA",{"v":9397.02,"d":"9,397.02 €"},null,null,"DN 100","PG3",null,2097809,2097811,2105587]
[2175538,"Yonos MAXO-Z 25/0,5-7",7,{"v":4.875,"d":"4.9"},{"v":2.75,"d":"2.8"},{"v":1.53,"d":"1.5"},0.5,3.5,{"v":5.355,"d":"5.4"},{"v":7.21,"d":"7.2"},{"v":5.605,"d":"5.6"},{"v":4,"d":"4.0"},null,"Yonos MAXO-Z",{"v":1786.54,"d":"1,786.54 €"},null,null,"6/4\"","PG2",2210108,null,null,112047195]
[2175539,"Yonos MAXO-Z 25/0,5-10",10,{"v":6.43,"d":"6.4"},{"v":2.86,"d":"2.9"},{"v":1.68,"d":"1.7"},0.5,3.3,5.7,8.8,{"v":6.715,"d":"6.7"},{"v":4.63,"d":"4.6"},null,"Yonos MAXO-Z",{"v":2237.93,"d":"2,237.93 €"},null,null,"6/4\"","PG2",2210108,null,null,112047195]
[2175540,"Yonos MAXO-Z 30/0,5-7",7,4.5,{"v":2,"d":"2.0"},{"v":1.25,"d":"1.3"},0.5,3.5,{"v":5.55,"d":"5.6"},7.6,{"v":6.05,"d":"6.1"},4.5,null,"Yonos MAXO-Z",{"v":2008.56,"d":"2,008.56 €"},null,null,"2\"","PG2",2210108,null,null,112082691]
[2175541,"Yonos MAXO-Z 30/0,5-12",11,7.5,{"v":4,"d":"4.0"},{"v":2.25,"d":"2.3"},0.5,4.8,7.9,{"v":11,"d":"11.0"},{"v":7,"d":"7.0"},{"v":3,"d":"3.0"},null,"Yonos MAXO-Z",{"v":2737.87,"d":"2,737.87 €"},null,null,"2\"","PG2",2210108,null,null,112082691]
[2175542,"Yonos MAXO-Z 40/0,5-8",8,{"v":5.75,"d":"5.8"},3.5,{"v":2.25,"d":"2.3"},{"v":1,"d":"1.0"},{"v":6,"d":"6.0"},10.5,{"v":15,"d":"15.0"},{"v":10,"d":"10.0"},{"v":5,"d":"5.0"},null,"Yonos MAXO-Z",{"v":3667.16,"d":"3,667.16 €"},null,null,"DN 40","PG2",2210108,null,null,2926130]
[2175543,"Yonos MAXO-Z 40/0,5-12",12,8.2,4.4,{"v":2.45,"d":"2.5"},0.5,{"v":7,"d":"7.0"},{"v":14,"d":"14.0"},{"v":21,"d":"21.0"},{"v":13.25,"d":"13.3"},5.5,null,"Yonos MAXO-Z",{"v":4070.06,"d":"4,070.06 €"},null,null,"DN 40","PG2",2210108,null,null,2926130]
[2175544,"Yonos MAXO-Z 50/0,5-9",9,{"v":7.25,"d":"7.3"},5.5,{"v":3,"d":"3.0"},0.5,{"v":12,"d":"12.0"},18.5,{"v":25,"d":"25.0"},16.5,{"v":8,"d":"8.0"},null,"Yonos MAXO-Z",{"v":5028.75,"d":"5,028.75 €"},null,null,"DN 50","PG2",2210108,null,null,2926131]
[2175545,"Yonos MAXO-Z 65/0,5-12",11,7.3,3.6,2.3,{"v":1,"d":"1.0"},{"v":9.15,"d":"9.2"},{"v":25.325,"d":"25.3"},41.5,32.1,22.7,null,"Yonos MAXO-Z",{"v":6531.49,"d":"6,531.49 €"},null,null,"DN 65","PG2",2210108,null,null,2926132]
[2191913,"Stratos GIGA 40/4-63/11",63,60,{"v":55.9,"d":"55.90"},{"v":25.7,"d":"25.70"},{"v":4,"d":"4.00"},{"v":30,"d":"30.00"},{"v":39.3,"d":"39.30"},45.8,31.8,12.9,null,"Stratos GIGA",{"v":12508.37,"d":"12,508.37 €"},null,null,"DN 40","PG3",null,2097809,2097811,2105579]
[2191914,"Stratos GIGA 50/4-53/11",53,51.6,{"v":48.6,"d":"48.60"},{"v":20.6,"d":"20.60"},{"v":3.5,"d":"4"},{"v":43.5,"d":"44"},{"v":52.2,"d":"52"},{"v":58.7,"d":"59"},{"v":38.6,"d":"39"},{"v":15.4,"d":"15"},null,"Stratos GIGA",{"v":12755.89,"d":"12,755.89 €"},null,null,"DN 50","PG3",null,2097809,2097811,2105581]
[2191915,"Stratos GIGA 50/4-62/15",62,60.2,{"v":58,"d":"58.00"},{"v":28.3,"d":"28.30"},4,50,{"v":59.3,"d":"59"},{"v":67.5,"d":"68"},{"v":47.3,"d":"47"},{"v":18.2,"d":"18"},null,"Stratos GIGA",{"v":14745.52,"d":"14,745.52 €"},null,null,"DN 50","PG3",null,2097809,2097811,2105581]
[2191916,"Stratos GIGA 65/3-40/11",40,36.9,{"v":32.5,"d":"32.50"},{"v":17.1,"d":"17.10"},3,{"v":48.8,"d":"49"},{"v":73.7,"d":"74"},{"v":95.6,"d":"96"},{"v":70.4,"d":"70"},{"v":30.2,"d":"30"},null,"Stratos GIGA",{"v":12812.14,"d":"12,812.14 €"},null,null,"DN 65","PG3",null,2097809,2097811,2105583]
[2191917,"Stratos GIGA 65/3-49/15",49,48.5,{"v":48.4,"d":"48.40"},{"v":20.5,"d":"20.50"},3,80,{"v":80.5,"d":"81"},{"v":82.1,"d":"82"},{"v":52.7,"d":"53"},{"v":20.9,"d":"21"},null,"Stratos GIGA",{"v":14874.1,"d":"14,874.10 €"},null,null,"DN 65","PG3",null,2097809,2097811,2105583]
[2191918,"Stratos GIGA 65/4-57/18,5",57,53.1,{"v":48.8,"d":"48.80"},{"v":23.8,"d":"23.80"},{"v":3.5,"d":"4"},{"v":75.4,"d":"75"},{"v":86.3,"d":"86"},95,{"v":67.2,"d":"67"},{"v":27.7,"d":"28"},null,"Stratos GIGA",{"v":17320.15,"d":"17,320.15 €"},null,null,"DN 65","PG3",null,2097809,2097811,2105583]
[2191919,"Stratos GIGA 65/5-65/22",65,60.7,{"v":56.9,"d":"56.90"},{"v":28.7,"d":"28.70"},{"v":4.5,"d":"5"},{"v":81.5,"d":"82"},{"v":95.6,"d":"96"},105,{"v":76.5,"d":"77"},30,null,"Stratos GIGA",{"v":19799.97,"d":"19,799.97 €"},null,null,"DN 65","PG3",null,2097809,2097811,2105583]
[2191920,"Stratos GIGA 80/2-31/11",31,28,{"v":24,"d":"24.00"},{"v":12.5,"d":"12.50"},{"v":2,"d":"2.00"},{"v":75.6,"d":"75.60"},{"v":109,"d":"109.00"},134,98.6,40.5,null,"Stratos GIGA",{"v":13106.24,"d":"13,106.24 €"},null,null,"DN 80","PG3",null,2097809,2097811,2105585]
[2191921,"Stratos GIGA 80/3-40/15",40,38.3,{"v":35,"d":"35.00"},{"v":17.3,"d":"17.30"},{"v":2.5,"d":"2.50"},{"v":81.3,"d":"81.30"},{"v":109,"d":"109.00"},130,91.2,36.6,null,"Stratos GIGA",{"v":14943.2,"d":"14,943.20 €"},null,null,"DN 80","PG3",null,2097809,2097811,2105585]
[2191922,"Stratos GIGA 80/3-48/18,5",48,43.1,{"v":36.8,"d":"36.80"},{"v":18.4,"d":"18.40"},{"v":3,"d":"3.00"},{"v":81.1,"d":"81.10"},{"v":118,"d":"118.00"},151,108,46.2,null,"Stratos GIGA",{"v":17488.89,"d":"17,488.89 €"},null,null,"DN 80","PG3",null,2097809,2097811,2105585]
[2191923,"Stratos GIGA 80/4-53/22",53,46,{"v":36,"d":"36.00"},{"v":17.1,"d":"17.10"},{"v":3.5,"d":"3.50"},{"v":73.2,"d":"73.20"},{"v":126,"d":"126.00"},165,117,55,null,"Stratos GIGA",{"v":19986.41,"d":"19,986.41 €"},null,null,"DN 80","PG3",null,2097809,2097811,2105585]
[2191924,"Stratos GIGA 100/2-22/11",22,16.8,{"v":10,"d":"10.00"},4.92,{"v":1.5,"d":"1.50"},{"v":76,"d":"76.00"},{"v":175,"d":"175.00"},243,172,95.5,null,"Stratos GIGA",{"v":13152.82,"d":"13,152.82 €"},null,null,"DN 100","PG3",null,2097809,2097811,2105587]
[2191925,"Stratos GIGA 100/2-26/15",26,20.2,{"v":12.7,"d":"12.70"},7.35,{"v":2,"d":"2.00"},{"v":94,"d":"94.00"},{"v":199,"d":"199.00"},267,201,109,null,"Stratos GIGA",{"v":14997.85,"d":"14,997.85 €"},null,null,"DN 100","PG3",null,2097809,2097811,2105587]
[2191926,"Stratos GIGA 100/2-29/18,5",29.1,23.2,{"v":15,"d":"15.00"},{"v":7.6,"d":"7.60"},{"v":2,"d":"2.00"},{"v":100,"d":"100.00"},{"v":206,"d":"206.00"},281,202,104,null,"Stratos GIGA",{"v":17578.91,"d":"17,578.91 €"},null,null,"DN 100","PG3",null,2097809,2097811,2105587]
[2191927,"Stratos GIGA 100/3-33/22",32,28.6,{"v":24,"d":"24.00"},{"v":13.1,"d":"13.10"},{"v":2.5,"d":"2.50"},{"v":167,"d":"167.00"},{"v":221,"d":"221.00"},267,198,87,null,"Stratos GIGA",{"v":20100.52,"d":"20,100.52 €"},null,null,"DN 100","PG3",null,2097809,2097811,2105587]
[2191928,"Stratos GIGA 100/2-24/11",24,17.7,{"v":9.5,"d":"9.50"},{"v":4.7,"d":"4.70"},{"v":1.5,"d":"1.50"},{"v":78,"d":"78.00"},{"v":141,"d":"141.00"},184,135,73.8,null,"Stratos GIGA",{"v":14475.33,"d":"14,475.33 €"},null,null,"DN 100","PG3",null,2097809,2097811,2105587]
[2191929,"Stratos GIGA 150/1-14/11",14.5,13.2,{"v":10.2,"d":"10.20"},{"v":4.9,"d":"4.90"},{"v":1,"d":"1.00"},{"v":149,"d":"149.00"},{"v":243,"d":"243.00"},320,228,105,null,"Stratos GIGA",{"v":16201.39,"d":"16,201.39 €"},null,null,"DN 150","PG3",null,2097809,2097811,2804221]
[2191930,"Stratos GIGA 150/2-17/15",17,12.9,7.14,3.94,{"v":1.5,"d":"1.50"},{"v":177,"d":"177.00"},{"v":314,"d":"314.00"},400,306,191,null,"Stratos GIGA",{"v":18069.92,"d":"18,069.92 €"},null,null,"DN 150","PG3",null,2097809,2097811,2804221]
[2191933,"Stratos GIGA 200/1-14/15",14,10.5,5.16,2.69,1.07,{"v":143,"d":"143.00"},{"v":383,"d":"383.00"},544,400,247,null,"Stratos GIGA",{"v":19972.25,"d":"19,972.25 €"},null,null,"DN 200","PG3",null,2097809,2097811,2804222]
[2204720,"Stratos GIGA2,0-I 32/1-25/1,5",25,19.3,11.2,4.71,1.24,9.57,{"v":15.9,"d":"16"},20.9,14.2,7.01,null,"Stratos GIGA 2.0",5273.28,null,null,"DN32","PG3",null,2190368,2190367,2105577]
[2204721,"Stratos GIGA2,0-I 32/1-20/1,1",20,15.7,8.07,3.54,0.78,8.22,{"v":14.2,"d":"14"},18.7,13,5.53,null,"Stratos GIGA 2.0",{"v":4851.84,"d":"4,851.84 €"},null,null,"DN32","PG3",null,2190368,2190367,2105577]
[2204722,"Stratos GIGA2,0-I 32/1-13/0,75",15,10.7,4.85,2.2,0.45,7.09,13,17,12,5.8,null,"Stratos GIGA 2.0",4511.04,null,null,"DN32","PG3",null,2190368,2190367,2105577]
[2204723,"Stratos GIGA2,0-I 32/1-13/0,55",13.2,9.83,4.16,1.89,0.5,6.35,{"v":11.6,"d":"12"},16,11.2,6.05,null,"Stratos GIGA 2.0",4303.68,null,null,"DN32","PG3",null,2190368,2190367,2105577]
[2204725,"Stratos GIGA2,0I 40/1-23/1,5",23,19,{"v":11.5,"d":"11.50"},5.29,{"v":0.86,"d":"1"},{"v":2.9,"d":"3"},{"v":16.7,"d":"17"},{"v":27.1,"d":"27"},{"v":18.6,"d":"19"},8,null,"Stratos GIGA 2.0",{"v":5710.33,"d":"5,710.33 €"},null,null,"DN 40","PG3",null,2190368,2190367,2105579]
[2204726,"Stratos GIGA2,0I 40/1-19/1,1",18.8,14.2,6,2.56,0.55,6.18,{"v":20.2,"d":"20"},29,19.7,9.67,null,"Stratos GIGA 2.0",5256.96,null,null,"DN 40","PG3",null,2190368,2190367,2105579]
[2204727,"Stratos GIGA2,0I 40/1-14/0,75",14.4,12,7.15,3.16,0.68,4.02,{"v":14.7,"d":"15"},22.9,15.5,6.53,null,"Stratos GIGA 2.0",4836.48,null,null,"DN 40","PG3",null,2190368,2190367,2105579]
[2204728,"Stratos GIGA2,0I 40/1-11/0,55",11.6,8.22,2.74,1.42,0.32,5.5,{"v":16.6,"d":"17"},25,18.2,12,null,"Stratos GIGA 2.0",4449.6,null,null,"DN 40","PG3",null,2190368,2190367,2105579]
[2204730,"Stratos GIGA2,0I 40/1-37/3,0",37,30,{"v":19.4,"d":"19.40"},{"v":7,"d":"7.00"},{"v":1.1,"d":"1"},{"v":8.8,"d":"9"},24,35,{"v":21.4,"d":"21"},{"v":7.9,"d":"8"},null,"Stratos GIGA 2.0",{"v":7033.72,"d":"7,033.72 €"},null,null,"DN 40","PG3",null,2190368,2190367,2804220]
[2204731,"Stratos GIGA2,0I 40/1-31/2,2",31,26.1,{"v":16,"d":"16.00"},6.75,{"v":1.2,"d":"1"},{"v":5.4,"d":"5"},{"v":19.6,"d":"20"},{"v":32.2,"d":"32"},{"v":21.7,"d":"22"},8,null,"Stratos GIGA 2.0",{"v":6474.62,"d":"6,474.62 €"},null,null,"DN 40","PG3",null,2190368,2190367,2105579]
[2204732,"Stratos GIGA2,0I 50/1-20/1,5",20,14.1,{"v":6.5,"d":"6.50"},2.84,{"v":0.8,"d":"1"},{"v":9.1,"d":"9"},{"v":27.1,"d":"27"},41,{"v":27.4,"d":"27"},16,null,"Stratos GIGA 2.0",{"v":6205.33,"d":"6,205.33 €"},null,null,"DN 50","PG3",null,2190368,2190367,2105581]
[2204733,"Stratos GIGA2,0I 50/1-17/1,1",17,12,3.3,1.8,1,8.5,25,41,29,19,null,"Stratos GIGA 2.0",5342.4,null,null,"DN 50","PG3",null,2190368,2190367,2105581]
[2204734,"Stratos GIGA2,0I 50/1-13/0,75",13,9.5,4.5,1.6,1,6,21,33,23,14.2,null,"Stratos GIGA 2.0",4918.08,null,null,"DN 50","PG3",null,2190368,2190367,2105581]
[2204735,"Stratos GIGA2,0I 50/1-10/0,55",10,7.81,3.8,1.75,0.5,6.88,{"v":18.7,"d":"19"},29,21.6,12,null,"Stratos GIGA 2.0",4567.68,null,null,"DN 50","PG3",null,2190368,2190367,2105581]
[2204737,"Stratos GIGA2,0I 50/1-37/3,0",36.8,28.8,{"v":16.3,"d":"16.30"},6.89,1,{"v":8.81,"d":"9"},{"v":27.6,"d":"28"},{"v":43.2,"d":"43"},28,{"v":11.4,"d":"11"},null,"Stratos GIGA 2.0",{"v":8003.19,"d":"8,003.19 €"},null,null,"DN 50","PG3",null,2190368,2190367,2105581]
[2204738,"Stratos GIGA2,0I 50/1-30/2,2",30,22.9,{"v":12.6,"d":"12.60"},{"v":5.3,"d":"5.30"},1,{"v":8.34,"d":"8"},26,{"v":40.2,"d":"40"},{"v":26.6,"d":"27"},{"v":11.7,"d":"12"},null,"Stratos GIGA 2.0",{"v":6774.69,"d":"6,774.69 €"},null,null,"DN 50","PG3",null,2190368,2190367,2105581]
[2204739,"Stratos GIGA2,0I 65/1-15/1,5",15,10.9,5.11,2.78,{"v":0.97,"d":"1"},6,{"v":37.2,"d":"37"},{"v":59.7,"d":"60"},{"v":44.7,"d":"45"},{"v":27.4,"d":"27"},null,"Stratos GIGA 2.0",{"v":6106.58,"d":"6,106.58 €"},null,null,"DN 65","PG3",null,2190368,2190367,2105583]
[2204740,"Stratos GIGA2,0I 65/1-12/1,1",12,8.17,4.5,2,1.3,8.69,{"v":35.3,"d":"35"},52,38,26,null,"Stratos GIGA 2.0",5549.76,null,null,"DN 65","PG3",null,2190368,2190367,2105583]
[2204741,"Stratos GIGA2,0I 65/1-9/0,75",9,7.22,3.54,1.77,0.5,4.13,{"v":25.6,"d":"26"},44.7,31.5,18.5,null,"Stratos GIGA 2.0",5150.4,null,null,"DN 65","PG3",null,2190368,2190367,2105583]
[2204742,"Stratos GIGA2,0I 65/1-7/0,55",7,5.7,3,1.5,0.5,8.8,{"v":26.4,"d":"26"},41,30,19,null,"Stratos GIGA 2.0",4915.2,null,null,"DN 65","PG3",null,2190368,2190367,2105583]
[2204744,"Stratos GIGA2,0I 65/1-37/4,0",37,29.6,17.6,6.94,0.8,31.7,{"v":71.4,"d":"71"},108,69.8,27.3,null,"Stratos GIGA 2.0",{"v":8408.41,"d":"8,408.41 €"},null,null,"DN 65","PG3",null,2190368,2190367,2105583]
[2204745,"Stratos GIGA2,0I 65/1-31/3,0",31,21.9,{"v":10,"d":"10.00"},{"v":4.1,"d":"4.10"},{"v":0.7,"d":"1"},{"v":13.2,"d":"13"},{"v":38.6,"d":"39"},{"v":57.9,"d":"58"},{"v":37.5,"d":"38"},{"v":19.1,"d":"19"},null,"Stratos GIGA 2.0",{"v":7927.53,"d":"7,927.53 €"},null,null,"DN 65","PG3",null,2190368,2190367,2105583]
[2204746,"Stratos GIGA2,0I 65/1-25/2,2",25,17.8,8.15,{"v":3.5,"d":"3.50"},1,{"v":12.4,"d":"12"},{"v":34.6,"d":"35"},{"v":51.8,"d":"52"},{"v":35.3,"d":"35"},{"v":18.9,"d":"19"},null,"Stratos GIGA 2.0",{"v":6855.48,"d":"6,855.48 €"},null,null,"DN 65","PG3",null,2190368,2190367,2105583]
[2204747,"Stratos GIGA2,0I 80/1-13/1,5",13,9.77,6.23,3.43,1,{"v":23.7,"d":"24"},77,115,{"v":84.6,"d":"85"},{"v":45.7,"d":"46"},null,"Stratos GIGA 2.0",{"v":6225.84,"d":"6,225.84 €"},null,null,"DN 80","PG3",null,2190368,2190367,2105585]
[2204748,"Stratos GIGA2,0I 80/1-10/1,1",10,7.8,4.23,2.2,0.78,15,40,60,42,21,null,"Stratos GIGA 2.0",5881.92,null,null,"DN 80","PG3",null,2190368,2190367,2105585]
[2204749,"Stratos GIGA2,0I 80/1-8/0,75",8,6.3,3.15,1.57,1,10.8,{"v":31.8,"d":"32"},52.5,40.6,30.4,null,"Stratos GIGA 2.0",5328,null,null,"DN 80","PG3",null,2190368,2190367,2105585]
[2204750,"Stratos GIGA2,0I 80/1-6/0,55",6.7,5,2.3,1.3,0.4,{"v":11.2,"d":"11"},30.3,46.8,35.1,23.6,null,"Stratos GIGA 2.0",5020.8,null,null,"DN 80","PG3",null,2190368,2190367,2105585]
[2204754,"Stratos GIGA2,0I 80/1-30/4,0",30,21.6,{"v":12,"d":"12.00"},5.05,1,{"v":16.8,"d":"17"},{"v":52.4,"d":"52"},{"v":80.9,"d":"81"},{"v":51.8,"d":"52"},23,null,"Stratos GIGA 2.0",{"v":8303.26,"d":"8,303.26 €"},null,null,"DN 80","PG3",null,2190368,2190367,2105585]
[2204755,"Stratos GIGA2,0I 80/1-24/3,0",24,17.1,8.96,4.05,1,{"v":17.05,"d":"17"},{"v":48.4,"d":"48"},72,{"v":48.7,"d":"49"},{"v":24.9,"d":"25"},null,"Stratos GIGA 2.0",{"v":7930.1,"d":"7,930.10 €"},null,null,"DN 80","PG3",null,2190368,2190367,2105585]
[2204756,"Stratos GIGA2,0I 80/1-20/2,2",20,14.9,{"v":7.9,"d":"7.90"},{"v":3.8,"d":"3.80"},1,{"v":12.25,"d":"12"},{"v":40.2,"d":"40"},{"v":63.5,"d":"64"},{"v":44.8,"d":"45"},{"v":23.4,"d":"23"},null,"Stratos GIGA 2.0",{"v":6969.61,"d":"6,969.61 €"},null,null,"DN 80","PG3",null,2190368,2190367,2105585]
[2204757,"Stratos GIGA2,0I 100/1-9/1,5",9.44,6.94,4.23,2.34,1,26,{"v":55.3,"d":"55"},{"v":80.9,"d":"81"},61,40,null,"Stratos GIGA 2.0",{"v":6623.38,"d":"6,623.38 €"},null,null,"DN 100","PG3",null,2190368,2190367,2105587]
[2204758,"Stratos GIGA2,0I 100/1-8/1,1",8,5,2.4,1.6,1,22.6,{"v":60.7,"d":"61"},90,75,64,null,"Stratos GIGA 2.0",6194.88,null,null,"DN 100","PG3",null,2190368,2190367,2105587]
[2204764,"Stratos GIGA2,0I 100/1-25/4,0",25,16,{"v":6.8,"d":"6.80"},2.96,{"v":1.06,"d":"1"},{"v":21.9,"d":"22"},{"v":70.5,"d":"71"},106,72,{"v":42.5,"d":"43"},null,"Stratos GIGA 2.0",{"v":8584.1,"d":"8,584.10 €"},null,null,"DN 100","PG3",null,2190368,2190367,2105587]
[2204765,"Stratos GIGA2,0I 100/1-20/3,0",20,12.9,6.11,2.89,{"v":1.02,"d":"1"},{"v":23.3,"d":"23"},{"v":67.3,"d":"67"},97,67,{"v":39.7,"d":"40"},null,"Stratos GIGA 2.0",{"v":8073.72,"d":"8,073.72 €"},null,null,"DN 100","PG3",null,2190368,2190367,2105587]
[2204766,"Stratos GIGA2,0I 100/1-17/2,2",13,8.92,{"v":4.7,"d":"4.70"},{"v":2.4,"d":"2.40"},{"v":1.1,"d":"1"},{"v":46.2,"d":"46"},{"v":68.1,"d":"68"},{"v":88.2,"d":"88"},{"v":64.5,"d":"65"},{"v":40.6,"d":"41"},null,"Stratos GIGA 2.0",{"v":7483.82,"d":"7,483.82 €"},null,null,"DN 100","PG3",null,2190368,2190367,2105587]
[2204774,"Stratos GIGA2,0I 100/1-11/4,0",25,15.4,6.73,2.94,1,{"v":22.8,"d":"23"},{"v":73.4,"d":"73"},107,{"v":71.1,"d":"71"},{"v":41.6,"d":"42"},null,"Stratos GIGA 2.0",{"v":9892.09,"d":"9,892.09 €"},null,null,"DN 100","PG3",null,2190368,2190367,2105587]
[2204775,"Stratos GIGA2,0-I 100/1-9/3,0",20,13.3,{"v":6.3,"d":"6.30"},{"v":3.2,"d":"3.20"},1,{"v":24.1,"d":"24"},65,96,70,{"v":40.7,"d":"41"},null,"Stratos GIGA 2.0",{"v":9353.51,"d":"9,353.51 €"},null,null,"DN 100","PG3",null,2190368,2190367,2105587]
[2204776,"Stratos GIGA2,0-I 100/1-8/2,2",8.6,7.23,{"v":4.5,"d":"4.50"},{"v":2.5,"d":"2.50"},1,{"v":25.6,"d":"26"},{"v":78.3,"d":"78"},120,90,58,null,"Stratos GIGA 2.0",{"v":8717.46,"d":"8,717.46 €"},null,null,"DN 100","PG3",null,2190368,2190367,2105587]
[2204779,"Stratos GIGA2,0I 125/1-11/4,0",11.5,9,5.89,3.04,{"v":1.01,"d":"1"},{"v":38.5,"d":"39"},109,180,130,{"v":75.9,"d":"76"},null,"Stratos GIGA 2.0",{"v":11251.4,"d":"11,251.40 €"},null,null,"DN 125","PG3",null,2190368,2190367,2804220]
[2204780,"Stratos GIGA2,0-I 125/1-9/3,0",9,6.92,4.66,2.63,1,{"v":40.1,"d":"40"},102,160,121,77,null,"Stratos GIGA 2.0",{"v":10712.8,"d":"10,712.80 €"},null,null,"DN 125","PG3",null,2190368,2190367,2804220]
[2204781,"Stratos GIGA2,0-I 125/1-7/2,2",7.47,5.7,{"v":3.5,"d":"3.50"},{"v":2.3,"d":"2.30"},1,{"v":37.5,"d":"38"},96,153,125,84,null,"Stratos GIGA 2.0",{"v":9949.8,"d":"9,949.80 €"},null,null,"DN 125","PG3",null,2190368,2190367,2804220]
[2204968,"Yonos GIGA2.0-I 32/1-24/1,5",24,116.5,7.8,4.1,{"v":1,"d":"1.0"},{"v":8.72,"d":"8.7"},16.9,21.5,15.4,{"v":8,"d":"8.0"},null,"Yonos GIGA 2.0",{"v":4218.24074074074,"d":"4,218.24 €"},null,null,"DN 32","PG3",null,2105577,2190367,2804220]
[2204969,"Yonos GIGA2.0-I 32/1-19/1,1",19,10.8,{"v":3.02,"d":"3.0"},2.1,{"v":1,"d":"1.0"},{"v":9,"d":"9.0"},{"v":17,"d":"17.0"},20.8,{"v":17,"d":"17.0"},{"v":12,"d":"12.0"},null,"Yonos GIGA 2.0",{"v":3881.2777777777774,"d":"3,881.28 €"},null,null,"DN 32","PG3",null,2105577,2190367,2804220]
[2204970,"Yonos GIGA2.0-I 32/1-15/0,75",15.4,11.2,{"v":6.01,"d":"6.0"},{"v":2.89,"d":"2.9"},{"v":1,"d":"1.0"},{"v":5,"d":"5.0"},12.6,16.4,{"v":12,"d":"12.0"},{"v":7.09,"d":"7.1"},null,"Yonos GIGA 2.0",{"v":3608.6388888888887,"d":"3,608.64 €"},null,null,"DN 32","PG3",null,2105577,2190367,2804220]
[2204971,"Yonos GIGA2.0-I 32/1-12/0,55",11.9,8.6,{"v":5.42,"d":"5.4"},{"v":2.88,"d":"2.9"},{"v":1.37,"d":"1.4"},{"v":7.15,"d":"7.2"},11.8,14.5,10.7,{"v":6.08,"d":"6.1"},null,"Yonos GIGA 2.0",{"v":3442.555555555555,"d":"3,442.56 €"},null,null,"DN 32","PG3",null,2105577,2190367,2804220]
[2204973,"Yonos GIGA2.0-I 32/1-32/2,2",21.5,15.3,9.6,4.6,{"v":1,"d":"1.0"},20.2,33.5,{"v":41,"d":"41.0"},{"v":29,"d":"29.0"},13.1,null,"Yonos GIGA 2.0",{"v":4639.675925925926,"d":"4,639.68 €"},null,null,"DN 32","PG3",null,2105577,2190367,2804220]
[2204974,"Yonos GIGA2.0-I 40/1-16/1,5",16.5,12.2,7.4,3.8,{"v":1,"d":"1.0"},18.3,28.6,{"v":36,"d":"36.0"},{"v":26,"d":"26.0"},13.2,null,"Yonos GIGA 2.0",{"v":4572.481481481481,"d":"4,572.48 €"},null,null,"DN 40","PG3",null,2190368,2190367,2105579]
[2204975,"Yonos GIGA2.0-I 40/1-13/1,1",13,{"v":10,"d":"10.0"},6.7,{"v":3.88,"d":"3.9"},{"v":1,"d":"1.0"},17.3,{"v":25,"d":"25.0"},{"v":31,"d":"31.0"},23.2,{"v":12,"d":"12.0"},null,"Yonos GIGA 2.0",{"v":4206.722222222222,"d":"4,206.72 €"},null,null,"DN 40","PG3",null,2190368,2190367,2105579]
[2204976,"Yonos GIGA2.0-I 40/1-10/0,75",9.99,8.6,{"v":7.14,"d":"7.1"},{"v":3.91,"d":"3.9"},{"v":1,"d":"1.0"},16.1,20.8,24.1,18.1,9.4,null,"Yonos GIGA 2.0",{"v":3869.759259259259,"d":"3,869.76 €"},null,null,"DN 40","PG3",null,2190368,2190367,2105579]
[2204977,"Yonos GIGA2.0-I 40/1-8/0,55",8.38,{"v":7.41,"d":"7.4"},6.5,3.5,{"v":1,"d":"1.0"},13.7,17.2,{"v":20,"d":"20.0"},{"v":15,"d":"15.0"},{"v":8,"d":"8.0"},null,"Yonos GIGA 2.0",{"v":3561.6018518518517,"d":"3,561.60 €"},null,null,"DN 40","PG3",null,2190368,2190367,2105579]
[2204981,"Yonos GIGA2.0-I 40/1-31/4,0",31,23.6,16.2,{"v":8.04,"d":"8.0"},{"v":1,"d":"1.0"},24.5,39.8,48.7,34.9,12.8,null,"Yonos GIGA 2.0",{"v":6277.444444444444,"d":"6,277.44 €"},null,null,"DN 40","PG3",null,2190368,2190367,2105579]
[2204982,"Yonos GIGA2.0-I 40/1-26/3,0",25.8,18.3,{"v":10,"d":"10.0"},{"v":4.68,"d":"4.7"},{"v":1,"d":"1.0"},24.6,38.2,79.9,34.1,15.7,null,"Yonos GIGA 2.0",{"v":5633.277777777777,"d":"5,633.28 €"},null,null,"DN 40","PG3",null,2190368,2190367,2105579]
[2204983,"Yonos GIGA2.0-I 40/1-21/2,2",21.5,15.3,9.6,4.6,{"v":1,"d":"1.0"},20.2,33.5,{"v":41,"d":"41.0"},{"v":29,"d":"29.0"},13.1,null,"Yonos GIGA 2.0",{"v":5184.962962962963,"d":"5,184.96 €"},null,null,"DN 40","PG3",null,2190368,2190367,2105579]
[2204984,"Yonos GIGA2.0-I 50/1-13/1,5",13.1,8.8,{"v":4.78,"d":"4.8"},{"v":2.65,"d":"2.7"},{"v":1,"d":"1.0"},20.1,37.8,47.2,35.2,21.3,null,"Yonos GIGA 2.0",{"v":4968.962962962963,"d":"4,968.96 €"},null,null,"DN 50","PG3",null,2190368,2190367,2105581]
[2204985,"Yonos GIGA2.0-I 50/1-10/1,1",10.5,7.8,{"v":4.87,"d":"4.9"},{"v":2.31,"d":"2.3"},0.5,20.2,32.9,42.1,29.3,13.6,null,"Yonos GIGA 2.0",{"v":4254.722222222223,"d":"4,254.72 €"},null,null,"DN 50","PG3",null,2190368,2190367,2105581]
[2204986,"Yonos GIGA2.0-I 50/1-8/0,75",8,{"v":6.32,"d":"6.3"},4.1,{"v":2,"d":"2.0"},0.5,19.2,28.5,35.9,25.3,12.6,null,"Yonos GIGA 2.0",{"v":3576.9629629629626,"d":"3,576.96 €"},null,null,"DN 50","PG3",null,2190368,2190367,2105581]
[2204987,"Yonos GIGA2.0-I 50/1-6/0,55",6.5,4.8,{"v":3.15,"d":"3.2"},{"v":1.81,"d":"1.8"},0.5,16.5,26.8,32.9,{"v":25,"d":"25.0"},13.6,null,"Yonos GIGA 2.0",{"v":3219.842592592592,"d":"3,219.84 €"},null,null,"DN 50","PG3",null,2190368,2190367,2105581]
[2204991,"Yonos GIGA2.0-I 50/1-25/4,0",25.1,19.1,12.3,5.3,{"v":1,"d":"1.0"},29.3,49.5,62.5,41.6,17.8,null,"Yonos GIGA 2.0",{"v":6918.722222222222,"d":"6,918.72 €"},null,null,"DN 50","PG3",null,2190368,2190367,2105581]
[2204992,"Yonos GIGA2.0-I 50/1-20/3,0",20.5,14.3,{"v":7.41,"d":"7.4"},{"v":3.75,"d":"3.8"},{"v":1,"d":"1.0"},25.7,{"v":47,"d":"47.0"},{"v":60,"d":"60.0"},42.6,{"v":22,"d":"22.0"},null,"Yonos GIGA 2.0",{"v":5639.0370370370365,"d":"5,639.04 €"},null,null,"DN 50","PG3",null,2190368,2190367,2105581]
[2204993,"Yonos GIGA2.0-I 50/1-17/2,2",17,10.5,{"v":3.87,"d":"3.9"},{"v":2.34,"d":"2.3"},{"v":1,"d":"1.0"},19.6,44.9,56.8,44.5,29.3,null,"Yonos GIGA 2.0",{"v":5424.962962962963,"d":"5,424.96 €"},null,null,"DN 50","PG3",null,2190368,2190367,2105581]
[2204994,"Yonos GIGA2.0-I 65/1-10/1,5",10.6,7.2,{"v":3.85,"d":"3.9"},{"v":2.27,"d":"2.3"},{"v":1,"d":"1.0"},33.1,52.3,65.2,51.1,{"v":34,"d":"34.0"},null,"Yonos GIGA 2.0",{"v":4890.240740740741,"d":"4,890.24 €"},null,null,"DN 65","PG3",null,2190368,2190367,2105583]
[2204995,"Yonos GIGA2.0-I 65/1-8/1,1",8.5,{"v":7.06,"d":"7.1"},5.6,2.9,0.5,30.3,40.8,{"v":48,"d":"48.0"},{"v":35,"d":"35.0"},14.5,null,"Yonos GIGA 2.0",{"v":4440.962962962963,"d":"4,440.96 €"},null,null,"DN 65","PG3",null,2190368,2190367,2105583]
[2204996,"Yonos GIGA2.0-I 65/1-6/0,75",6.5,{"v":5.06,"d":"5.1"},{"v":0.478,"d":"0.5"},{"v":2,"d":"2.0"},0.5,{"v":26,"d":"26.0"},36.8,44.8,34.3,17.9,null,"Yonos GIGA 2.0",{"v":3996.481481481481,"d":"3,996.48 €"},null,null,"DN 65","PG3",null,2190368,2190367,2105583]
[2204997,"Yonos GIGA2.0-I 65/1-5/0,55",5.52,{"v":4.11,"d":"4.1"},{"v":3,"d":"3.0"},1.5,0.5,20.8,33.5,{"v":40,"d":"40.0"},{"v":28,"d":"28.0"},16.3,null,"Yonos GIGA 2.0",{"v":3780.4814814814813,"d":"3,780.48 €"},null,null,"DN 65","PG3",null,2190368,2190367,2105583]
[2205001,"Yonos GIGA2.0-I 65/1-20/4,0",20.2,15.6,10.4,{"v":5.06,"d":"5.1"},{"v":1,"d":"1.0"},39.7,66.9,83.4,58.9,27.1,null,"Yonos GIGA 2.0",{"v":6733.444444444444,"d":"6,733.44 €"},null,null,"DN 65","PG3",null,2190368,2190367,2105583]
[2205002,"Yonos GIGA2.0-I 65/1-16/3,0",16,{"v":12,"d":"12.0"},{"v":7.52,"d":"7.5"},{"v":4,"d":"4.0"},{"v":1.07,"d":"1.1"},{"v":37,"d":"37.0"},60.6,75.2,55.3,{"v":29,"d":"29.0"},null,"Yonos GIGA 2.0",{"v":6348.481481481481,"d":"6,348.48 €"},null,null,"DN 65","PG3",null,2190368,2190367,2105583]
[2205003,"Yonos GIGA2.0-I 65/1-14/2,2",14,10.8,{"v":6,"d":"6.0"},{"v":3.13,"d":"3.1"},{"v":1,"d":"1.0"},30.7,53.4,70.6,51.2,28.6,null,"Yonos GIGA 2.0",{"v":5489.277777777777,"d":"5,489.28 €"},null,null,"DN 65","PG3",null,2190368,2190367,2105583]
[2205004,"Yonos GIGA2.0-I 80/1-8/1,5",8.5,{"v":5.77,"d":"5.8"},{"v":3,"d":"3.0"},1.8,{"v":1,"d":"1.0"},27.4,63.5,86.2,{"v":70,"d":"70.0"},51.3,null,"Yonos GIGA 2.0",{"v":4986.240740740741,"d":"4,986.24 €"},null,null,"DN 80","PG3",null,2190368,2190367,2105585]
[2205005,"Yonos GIGA2.0-I 80/1-6/1,1",6.5,{"v":4.45,"d":"4.5"},{"v":2.07,"d":"2.1"},{"v":1.17,"d":"1.2"},0.5,30.7,58.1,{"v":78,"d":"78.0"},{"v":60,"d":"60.0"},40.4,null,"Yonos GIGA 2.0",{"v":4487.0370370370365,"d":"4,487.04 €"},null,null,"DN 80","PG3",null,2190368,2190367,2105585]
[2205006,"Yonos GIGA2.0-I 80/1-5/0,75",5.03,{"v":3.44,"d":"3.4"},1.9,{"v":1.08,"d":"1.1"},0.5,27.1,51.2,65.9,51.2,{"v":35,"d":"35.0"},null,"Yonos GIGA 2.0",{"v":4038.7222222222217,"d":"4,038.72 €"},null,null,"DN 80","PG3",null,2190368,2190367,2105585]
[2205007,"Yonos GIGA2.0-I 80/1-4/0,55",4,{"v":2.73,"d":"2.7"},1.6,{"v":1,"d":"1.0"},0.5,25.2,{"v":46,"d":"46.0"},58.7,47.3,34.6,null,"Yonos GIGA 2.0",{"v":3634.5555555555557,"d":"3,634.56 €"},null,null,"DN 80","PG3",null,2190368,2190367,2105585]
[2205011,"Yonos GIGA2.0-I 80/1-15/4,0",15,10.4,{"v":5,"d":"5.0"},2.8,{"v":1,"d":"1.0"},44.2,{"v":90,"d":"90.0"},{"v":120,"d":"120.0"},91.1,55.5,null,"Yonos GIGA 2.0",{"v":6648,"d":"6,648.00 €"},null,null,"DN 80","PG3",null,2190368,2190367,2105585]
[2205012,"Yonos GIGA2.0-I 80/1-12/3,0",12.6,{"v":10,"d":"10.0"},7.3,{"v":4.12,"d":"4.1"},{"v":1,"d":"1.0"},34.2,65.6,{"v":90,"d":"90.0"},67.2,{"v":34,"d":"34.0"},null,"Yonos GIGA 2.0",{"v":6349.444444444443,"d":"6,349.44 €"},null,null,"DN 80","PG3",null,2190368,2190367,2105585]
[2205013,"Yonos GIGA2.0-I 80/1-10/2,2",10.5,7.5,{"v":3.95,"d":"4.0"},{"v":2.35,"d":"2.4"},{"v":1,"d":"1.0"},{"v":37,"d":"37.0"},71.2,96.3,74.3,49.6,null,"Yonos GIGA 2.0",{"v":5580.481481481481,"d":"5,580.48 €"},null,null,"DN 80","PG3",null,2190368,2190367,2105585]
[2205021,"Yonos GIGA2.0-I 100/1-11/4,0",11,{"v":8,"d":"8.0"},{"v":5,"d":"5.0"},2.5,{"v":1,"d":"1.0"},76.3,{"v":127,"d":"127.0"},{"v":159,"d":"159.0"},{"v":114,"d":"114.0"},{"v":70,"d":"70.0"},null,"Yonos GIGA 2.0",{"v":7920.962962962962,"d":"7,920.96 €"},null,null,"DN 100","PG3",null,2190368,2190367,2105587]
[2205022,"Yonos GIGA2.0-I 100/1-9/3,0",9,{"v":7,"d":"7.0"},4.3,2.5,{"v":1,"d":"1.0"},58.5,{"v":109,"d":"109.0"},{"v":139,"d":"139.0"},{"v":104,"d":"104.0"},71.1,null,"Yonos GIGA 2.0",{"v":7489.916666666666,"d":"7,489.92 €"},null,null,"DN 100","PG3",null,2190368,2190367,2105587]
[2205023,"Yonos GIGA2.0-I 100/1-8/2,2",8.5,6.9,4.6,2.8,{"v":1,"d":"1.0"},12.8,80.8,{"v":119,"d":"119.0"},{"v":94,"d":"94.0"},58.3,null,"Yonos GIGA 2.0",{"v":6981.1203703703695,"d":"6,981.12 €"},null,null,"DN 100","PG3",null,2190368,2190367,2105587]
[2205026,"Yonos GIGA2.0-I 125/1-11/4,0",11.5,8.8,{"v":6,"d":"6.0"},3.6,{"v":1,"d":"1.0"},35.4,{"v":115,"d":"115.0"},{"v":180,"d":"180.0"},{"v":139,"d":"139.0"},75.6,null,"Yonos GIGA 2.0",{"v":9009.601851851852,"d":"9,009.60 €"},null,null,"DN 125","PG3",null,2190368,2190367,2804220]
[2205027,"Yonos GIGA2.0-I 125/1-9/3,0",9,{"v":7,"d":"7.0"},{"v":4.77,"d":"4.8"},2.9,{"v":1,"d":"1.0"},38.3,{"v":104,"d":"104.0"},{"v":159,"d":"159.0"},{"v":126,"d":"126.0"},75.3,null,"Yonos GIGA 2.0",{"v":8577.60185185185,"d":"8,577.60 €"},null,null,"DN 125","PG3",null,2190368,2190367,2804220]
[2205028,"Yonos GIGA2.0-I 125/1-7/2,2",7.5,5.6,{"v":3.61,"d":"3.6"},{"v":2.22,"d":"2.2"},{"v":1,"d":"1.0"},35.2,{"v":100,"d":"100.0"},{"v":155,"d":"155.0"},{"v":124,"d":"124.0"},83.5,null,"Yonos GIGA 2.0",{"v":7967.0370370370365,"d":"7,967.04 €"},null,null,"DN 125","PG3",null,2190368,2190367,2804220]
[2210113,"Yonos MAXO 32/0,5-10",10,{"v":6,"d":"6.0"},{"v":3,"d":"3.0"},{"v":1,"d":"1.0"},0.5,3.4,6.5,{"v":9,"d":"9.0"},{"v":6,"d":"6.0"},4.4,null,"Yonos MAXO",{"v":1347.14,"d":"1,347.14 €"},null,null,"DN 32","PG2",2210108,null,null,2105576]
[2210114,"Yonos MAXO 32/0,5-11",11,7.8,{"v":5,"d":"5.0"},{"v":2,"d":"2.0"},0.5,5.2,{"v":7,"d":"7.0"},{"v":13,"d":"13.0"},{"v":8,"d":"8.0"},{"v":4,"d":"4.0"},null,"Yonos MAXO",{"v":1873.43,"d":"1,873.43 €"},null,null,"DN 32","PG2",2210108,null,null,2105576]
[2217892,"Stratos MAXO 25/0,5-4 -R7",4,2.95,{"v":1.9,"d":"1.90"},1.09,{"v":0.5,"d":"0.50"},{"v":2.1,"d":"2.10"},4.48,6.8,5.62,4,null,"Stratos MAXO",{"v":944.83,"d":"944.83 €"},null,null,"6/4\"","PG17",null,2190368,2190367,4092741]
[2217893,"Stratos MAXO 25/0,5-6 -R7",6,{"v":4,"d":"4.0"},{"v":2.45,"d":"2.5"},{"v":1.22,"d":"1.2"},0.5,{"v":0.955,"d":"1.0"},{"v":5.05,"d":"5.1"},{"v":9.06,"d":"9.1"},{"v":6.77,"d":"6.8"},{"v":4.39,"d":"4.4"},null,"Stratos MAXO",{"v":1171.05,"d":"1,171.05 €"},null,null,"6/4\"","PG17",null,2190368,2190367,4092741]
[2217894,"Stratos MAXO 25/0,5-8 -R7",8,5.62,{"v":2.5,"d":"2.50"},1.13,{"v":0.5,"d":"0.50"},{"v":1.7,"d":"1.70"},5.64,9.4,7.06,4.7,null,"Stratos MAXO",{"v":1309.61,"d":"1,309.61 €"},null,null,"6/4\"","PG17",null,2190368,2190367,4092741]
[2217895,"Stratos MAXO 25/0,5-10 -R7",10,6.8,3.37,1.65,{"v":0.5,"d":"0.50"},1.42,6.74,12,8.74,4.7,null,"Stratos MAXO",{"v":1422.72,"d":"1,422.72 €"},null,null,"6/4\"","PG17",null,2190368,2190367,4092741]
[2217896,"Stratos MAXO 25/0,5-12 -R7",11,{"v":7.12,"d":"7.1"},3.24,1.83,{"v":0.5,"d":"0.50"},{"v":3.4,"d":"3.40"},7.7,12,9.02,4.7,null,"Stratos MAXO",{"v":1763.45,"d":"1,763.45 €"},null,null,"6/4\"","PG17",null,2190368,2190367,4092741]
[2217897,"Stratos MAXO 30/0,5-4 -R7",4,2.95,{"v":1.9,"d":"1.90"},1.09,{"v":0.5,"d":"0.50"},{"v":2.1,"d":"2.10"},4.48,6.8,5.62,4,null,"Stratos MAXO",{"v":1120.15,"d":"1,120.15 €"},null,null,"2\"","PG17",null,2190368,2190367,4092742]
[2217898,"Stratos MAXO 30/0,5-6 -R7",6,{"v":4,"d":"4.0"},{"v":2.45,"d":"2.5"},{"v":1.22,"d":"1.2"},0.5,{"v":0.955,"d":"1.0"},{"v":5.05,"d":"5.1"},{"v":9.06,"d":"9.1"},{"v":6.77,"d":"6.8"},{"v":4.39,"d":"4.4"},null,"Stratos MAXO",{"v":1262.95,"d":"1,262.95 €"},null,null,"2\"","PG17",null,2190368,2190367,4092742]
[2217899,"Stratos MAXO 30/0,5-8 -R7",8,{"v":5.62,"d":"5.6"},2.5,{"v":1.13,"d":"1.1"},0.5,1.7,{"v":5.64,"d":"5.6"},9.4,{"v":7.06,"d":"7.1"},4.7,null,"Stratos MAXO",{"v":1409.98,"d":"1,409.98 €"},null,null,"2\"","PG17",null,2190368,2190367,4092742]
[2217900,"Stratos MAXO 30/0,5-10 -R7",10,6.5,{"v":3.28,"d":"3.3"},{"v":1.89,"d":"1.9"},0.5,{"v":2.05,"d":"2.1"},{"v":7,"d":"7.0"},{"v":12,"d":"12.0"},{"v":9,"d":"9.0"},{"v":5,"d":"5.0"},null,"Stratos MAXO",{"v":1541.48,"d":"1,541.48 €"},null,null,"2\"","PG17",null,2190368,2190367,4092742]
[2217901,"Stratos MAXO 30/0,5-12 -R7",11,{"v":7.12,"d":"7.1"},3.24,1.83,{"v":0.5,"d":"0.50"},{"v":3.4,"d":"3.40"},7.7,12,9.02,4.7,null,"Stratos MAXO",{"v":2005.2,"d":"2,005.20 €"},null,null,"2\"","PG17",null,2190368,2190367,4092742]
[2217902,"Stratos MAXO 30/0,5-14 -R7",12,8.7,{"v":3,"d":"3.00"},1.82,{"v":0.5,"d":"0.50"},{"v":4.8,"d":"4.80"},{"v":8,"d":"8.00"},12,8.66,4.4,null,"Stratos MAXO",{"v":2309.2,"d":"2,309.20 €"},null,null,"2\"","PG17",null,2190368,2190367,4092742]
[2217903,"Stratos MAXO-D 30/0,5-6 -R7",6,4.1,{"v":2.2,"d":"2.20"},{"v":1.35,"d":"1.4"},{"v":0.5,"d":"0.50"},{"v":1.2,"d":"1.20"},{"v":4,"d":"4.0"},6.8,5.449999999999999,4.1,null,"Stratos MAXO-D",{"v":2362.93,"d":"2,362.93 €"},null,null,"2\"","PG17",null,2190368,2190367,4092742]
[2217904,"Stratos MAXO-D 30/0,5-10 -R7",10,{"v":6.75,"d":"6.8"},{"v":3.5,"d":"3.50"},{"v":2,"d":"2.0"},{"v":0.5,"d":"0.50"},{"v":1.8,"d":"1.80"},6.9,12,8.2,4.4,null,"Stratos MAXO-D",{"v":2878.97,"d":"2,878.97 €"},null,null,"2\"","PG17",null,2190368,2190367,4092742]
[2217945,"Stratos MAXO 32/0,5-8 -R7",8,5.5,{"v":3,"d":"3.0"},1.5,{"v":0.078,"d":"0.1"},{"v":1.72,"d":"1.7"},7.1,{"v":9.95,"d":"10.0"},{"v":7.45,"d":"7.5"},{"v":4.26,"d":"4.3"},null,"Stratos MAXO",{"v":1443.92,"d":"1,443.92 €"},null,null,"DN 32","PG17",null,2190368,2190367,2105576]
[2217946,"Stratos MAXO 32/0,5-10 -R7",10,5.4,{"v":1.86,"d":"1.9"},{"v":1.15,"d":"1.2"},0.5,{"v":2,"d":"2.0"},8.8,15.2,12.7,10.1,null,"Stratos MAXO",{"v":1607.92,"d":"1,607.92 €"},null,null,"DN 32","PG17",null,2190368,2190367,2105576]
[2217947,"Stratos MAXO 32/0,5-12 -R7",10,{"v":6.24,"d":"6.2"},{"v":1.94,"d":"1.9"},{"v":1.22,"d":"1.2"},0.5,6.2,10.3,16.4,13.7,{"v":11,"d":"11.0"},null,"Stratos MAXO",{"v":2248.4,"d":"2,248.40 €"},null,null,"DN 32","PG17",null,2190368,2190367,2105576]
[2217948,"Stratos MAXO 32/0,5-16 -R7",15,{"v":9.06,"d":"9.1"},2.2,{"v":1.35,"d":"1.4"},0.5,{"v":3.63,"d":"3.6"},12.1,20.6,16.5,12.4,null,"Stratos MAXO",{"v":2705.05,"d":"2,705.05 €"},null,null,"DN 32","PG17",null,2190368,2190367,2105576]
[2217949,"Stratos MAXO 40/0,5-4 -R7",4,2.6,{"v":0.88,"d":"0.9"},{"v":0.69,"d":"0.7"},0.5,{"v":5.55,"d":"5.6"},{"v":11,"d":"11.0"},15.5,{"v":14.35,"d":"14.4"},13.2,null,"Stratos MAXO",{"v":1523.08,"d":"1,523.08 €"},null,null,"DN 40","PG17",null,2190368,2190367,2105578]
[2217950,"Stratos MAXO 40/0,5-8 -R7",8,{"v":4.86,"d":"4.9"},{"v":1.67,"d":"1.7"},{"v":0.796,"d":"0.8"},0.5,{"v":5.66,"d":"5.7"},11.9,21.1,16.1,{"v":12,"d":"12.0"},null,"Stratos MAXO",{"v":2354.45,"d":"2,354.45 €"},null,null,"DN 40","PG17",null,2190368,2190367,2105578]
[2217951,"Stratos MAXO 40/0,5-12 -R7",12,{"v":7.11,"d":"7.1"},{"v":2.13,"d":"2.1"},1.3,0.5,{"v":6,"d":"6.0"},16.3,{"v":27,"d":"27.0"},21.9,14.9,null,"Stratos MAXO",{"v":2794.13,"d":"2,794.13 €"},null,null,"DN 40","PG17",null,2190368,2190367,2105578]
[2217952,"Stratos MAXO 40/0,5-16 -R7",16,10.2,2.6,{"v":1.37,"d":"1.4"},0.5,{"v":4,"d":"4.0"},16.1,{"v":30,"d":"30.0"},22.3,15.6,null,"Stratos MAXO",{"v":3848.86,"d":"3,848.86 €"},null,null,"DN 40","PG17",null,2190368,2190367,2105578]
[2217953,"Stratos MAXO 50/0,5-6 -R7",6,{"v":4,"d":"4.0"},{"v":1.42,"d":"1.4"},0.8,0.5,{"v":5.86,"d":"5.9"},13.9,21.9,{"v":18,"d":"18.0"},{"v":15,"d":"15.0"},null,"Stratos MAXO",{"v":2655.58,"d":"2,655.58 €"},null,null,"DN 50","PG17",null,2190368,2190367,2105580]
[2217954,"Stratos MAXO 50/0,5-8 -R7",8,5.5,{"v":2.69,"d":"2.7"},1.3,0.5,6.8,14.1,{"v":24,"d":"24.0"},18.3,12.7,null,"Stratos MAXO",{"v":3058.51,"d":"3,058.51 €"},null,null,"DN 50","PG17",null,2190368,2190367,2105580]
[2217955,"Stratos MAXO 50/0,5-9 -R7",9,{"v":6,"d":"6.0"},{"v":2.94,"d":"2.9"},1.3,0.5,7.5,19.3,32.8,24.8,17.3,null,"Stratos MAXO",{"v":3458.64,"d":"3,458.64 €"},null,null,"DN 50","PG17",null,2190368,2190367,2105580]
[2217956,"Stratos MAXO 50/0,5-12 -R7",12,{"v":6.73,"d":"6.7"},{"v":3,"d":"3.0"},{"v":1.75,"d":"1.8"},0.5,{"v":5,"d":"5.0"},{"v":20,"d":"20.0"},34.3,{"v":26.549999999999997,"d":"26.6"},18.8,null,"Stratos MAXO",{"v":3691.92,"d":"3,691.92 €"},null,null,"DN 50","PG17",null,2190368,2190367,2105580]
[2217957,"Stratos MAXO 50/0,5-14 -R7",14,{"v":8.35,"d":"8.4"},2.7,1.6,0.5,{"v":9,"d":"9.0"},{"v":28.05,"d":"28.1"},47.1,{"v":36.45,"d":"36.5"},25.8,null,"Stratos MAXO",{"v":4517.62,"d":"4,517.62 €"},null,null,"DN 50","PG17",null,2190368,2190367,2105580]
[2217958,"Stratos MAXO 50/0,5-16 -R7",16,{"v":9.425,"d":"9.4"},{"v":2.85,"d":"2.9"},{"v":1.675,"d":"1.7"},0.5,{"v":9.14,"d":"9.1"},31.5,53.4,39.6,25.8,null,"Stratos MAXO",{"v":5022.36,"d":"5,022.36 €"},null,null,"DN 50","PG17",null,2190368,2190367,2105580]
[2217959,"Stratos MAXO 65/0,5-6 -R7",6,{"v":3.7199999999999998,"d":"3.7"},{"v":1.44,"d":"1.4"},{"v":0.97,"d":"1.0"},0.5,{"v":9,"d":"9.0"},{"v":22,"d":"22.0"},{"v":35,"d":"35.0"},31.3,27.6,null,"Stratos MAXO",{"v":3245.15,"d":"3,245.15 €"},null,null,"DN 65","PG17",null,2190368,2190367,2105582]
[2217960,"Stratos MAXO 65/0,5-9 -R7",9,{"v":5.14,"d":"5.1"},{"v":1.28,"d":"1.3"},{"v":0.89,"d":"0.9"},0.5,{"v":12,"d":"12.0"},26.5,{"v":41,"d":"41.0"},{"v":30,"d":"30.0"},{"v":20,"d":"20.0"},null,"Stratos MAXO",{"v":3748.49,"d":"3,748.49 €"},null,null,"DN 65","PG17",null,2190368,2190367,2105582]
[2217961,"Stratos MAXO 65/0,5-12 -R7",12,{"v":7.235,"d":"7.2"},{"v":2.47,"d":"2.5"},0.8,0.5,{"v":10,"d":"10.0"},27.9,45.8,36.4,{"v":27,"d":"27.0"},null,"Stratos MAXO",{"v":4219.29,"d":"4,219.29 €"},null,null,"DN 65","PG17",null,2190368,2190367,2105582]
[2217962,"Stratos MAXO 65/0,5-16 -R7",16,8.3,{"v":2.21,"d":"2.2"},0.8,0.5,12.8,40.8,{"v":54,"d":"54.0"},41.1,{"v":25,"d":"25.0"},null,"Stratos MAXO",{"v":5134.04,"d":"5,134.04 €"},null,null,"DN 65","PG17",null,2190368,2190367,2105582]
[2217963,"Stratos MAXO 80/0,5-6 PN6 -R7",7,{"v":5,"d":"5.0"},{"v":1.63,"d":"1.6"},{"v":0.65,"d":"0.7"},0.5,19.5,{"v":35,"d":"35.0"},{"v":62,"d":"62.0"},47.5,{"v":41,"d":"41.0"},null,"Stratos MAXO",{"v":4393.17,"d":"4,393.17 €"},null,null,"DN 80","PG17",null,2190368,2190367,2105584]
[2217964,"Stratos MAXO 80/0,5-6 PN10 -R7",7,{"v":5,"d":"5.0"},{"v":1.63,"d":"1.6"},{"v":0.65,"d":"0.7"},0.5,19.5,{"v":35,"d":"35.0"},{"v":62,"d":"62.0"},47.5,{"v":41,"d":"41.0"},null,"Stratos MAXO",{"v":4678.79,"d":"4,678.79 €"},null,null,"DN 80","PG17",null,2190368,2190367,2105587]
[2217965,"Stratos MAXO 80/0,5-12 PN6 -R7",12,{"v":6.09,"d":"6.1"},{"v":2.46,"d":"2.5"},{"v":1.09,"d":"1.1"},0.5,20.2,52.6,66.6,52.8,{"v":24,"d":"24.0"},null,"Stratos MAXO",{"v":5610.51,"d":"5,610.51 €"},null,null,"DN 80","PG17",null,2190368,2190367,2105584]
[2217966,"Stratos MAXO 80/0,5-12 PN10 -R7",12,{"v":6.09,"d":"6.1"},{"v":2.46,"d":"2.5"},{"v":1.09,"d":"1.1"},0.5,20.2,52.6,66.6,52.8,{"v":24,"d":"24.0"},null,"Stratos MAXO",{"v":5896.1,"d":"5,896.10 €"},null,null,"DN 80","PG17",null,2190368,2190367,2105587]
[2217967,"Stratos MAXO 80/0,5-16 PN6 -R7",16,{"v":10,"d":"10.0"},{"v":5.12,"d":"5.1"},{"v":2.04,"d":"2.0"},0.5,16.8,{"v":40,"d":"40.0"},74.1,{"v":45,"d":"45.0"},38.9,null,"Stratos MAXO",{"v":6737.35,"d":"6,737.35 €"},null,null,"DN 80","PG17",null,2190368,2190367,2105584]
[2217968,"Stratos MAXO 80/0,5-16 PN10 -R7",16,{"v":10,"d":"10.0"},{"v":5.12,"d":"5.1"},{"v":2.04,"d":"2.0"},0.5,16.8,{"v":40,"d":"40.0"},74.1,{"v":45,"d":"45.0"},38.9,null,"Stratos MAXO",{"v":7024.36,"d":"7,024.36 €"},null,null,"DN 80","PG17",null,2190368,2190367,2105587]
[2217969,"Stratos MAXO 100/0,5-6 PN6 -R7",7,{"v":5,"d":"5.0"},{"v":1.63,"d":"1.6"},{"v":0.65,"d":"0.7"},0.5,19.5,{"v":35,"d":"35.0"},{"v":62,"d":"62.0"},47.5,{"v":41,"d":"41.0"},null,"Stratos MAXO",{"v":5084.57,"d":"5,084.57 €"},null,null,"DN 100","PG17",null,2190368,2190367,2105586]
[2217970,"Stratos MAXO 100/0,5-6 PN10 -R7",7,{"v":5,"d":"5.0"},{"v":1.63,"d":"1.6"},{"v":0.65,"d":"0.7"},0.5,19.5,{"v":35,"d":"35.0"},{"v":62,"d":"62.0"},47.5,{"v":41,"d":"41.0"},null,"Stratos MAXO",{"v":5371.56,"d":"5,371.56 €"},null,null,"DN 100","PG17",null,2190368,2190367,2105587]
[2217971,"Stratos MAXO 100/0,5-12 PN6 -R7",12,{"v":6.09,"d":"6.1"},{"v":2.46,"d":"2.5"},{"v":1.09,"d":"1.1"},0.5,20.2,52.6,66.6,52.8,{"v":24,"d":"24.0"},null,"Stratos MAXO",{"v":6786.83,"d":"6,786.83 €"},null,null,"DN 100","PG17",null,2190368,2190367,2105586]
[2217972,"Stratos MAXO 100/0,5-12 PN10 -R7",12,{"v":6.09,"d":"6.1"},{"v":2.46,"d":"2.5"},{"v":1.09,"d":"1.1"},0.5,20.2,52.6,66.6,52.8,{"v":24,"d":"24.0"},null,"Stratos MAXO",{"v":7072.42,"d":"7,072.42 €"},null,null,"DN 100","PG17",null,2190368,2190367,2105587]
[2217973,"Stratos MAXO-D 32/0,5-8 -R7",8,5.5,{"v":3,"d":"3.0"},1.5,{"v":0.078,"d":"0.1"},{"v":1.72,"d":"1.7"},7.1,{"v":9.95,"d":"10.0"},{"v":7.45,"d":"7.5"},{"v":4.26,"d":"4.3"},null,"Stratos MAXO-D",{"v":3003.38,"d":"3,003.38 €"},null,null,"DN 32","PG17",null,2190368,2190367,2190368]
[2217974,"Stratos MAXO-D 32/0,5-12 -R7",10,{"v":6.24,"d":"6.2"},{"v":1.94,"d":"1.9"},{"v":1.22,"d":"1.2"},0.5,6.2,10.3,16.4,13.7,{"v":11,"d":"11.0"},null,"Stratos MAXO-D",{"v":4188.18,"d":"4,188.18 €"},null,null,"DN 32","PG17",null,2190368,2190367,2190368]
[2217975,"Stratos MAXO-D 40/0,5-8 -R7",8,{"v":4.86,"d":"4.9"},{"v":1.67,"d":"1.7"},{"v":0.796,"d":"0.8"},0.5,{"v":5.66,"d":"5.7"},11.9,21.1,16.1,{"v":12,"d":"12.0"},null,"Stratos MAXO-D",{"v":4384.73,"d":"4,384.73 €"},null,null,"DN 40","PG17",null,2190368,2190367,2105578]
[2217976,"Stratos MAXO-D 40/0,5-12 -R7",12,{"v":7.11,"d":"7.1"},{"v":2.13,"d":"2.1"},1.3,0.5,{"v":6,"d":"6.0"},16.3,{"v":27,"d":"27.0"},21.9,14.9,null,"Stratos MAXO-D",{"v":5194.84,"d":"5,194.84 €"},null,null,"DN 40","PG17",null,2190368,2190367,2105578]
[2217977,"Stratos MAXO-D 40/0,5-16 -R7",16,10.2,2.6,{"v":1.37,"d":"1.4"},0.5,{"v":4,"d":"4.0"},16.1,{"v":30,"d":"30.0"},22.3,15.6,null,"Stratos MAXO-D",{"v":7147.36,"d":"7,147.36 €"},null,null,"DN 40","PG17",null,2190368,2190367,2105578]
[2217978,"Stratos MAXO-D 50/0,5-6 -R7",6,{"v":4,"d":"4.0"},{"v":1.42,"d":"1.4"},0.8,0.5,{"v":5.86,"d":"5.9"},13.9,21.9,{"v":18,"d":"18.0"},{"v":15,"d":"15.0"},null,"Stratos MAXO-D",{"v":4940.34,"d":"4,940.34 €"},null,null,"DN 50","PG17",null,2190368,2190367,2105580]
[2217979,"Stratos MAXO-D 50/0,5-8 -R7",8,5.5,{"v":2.69,"d":"2.7"},1.3,0.5,6.8,14.1,{"v":24,"d":"24.0"},18.3,12.7,null,"Stratos MAXO-D",{"v":5686.85,"d":"5,686.85 €"},null,null,"DN 50","PG17",null,2190368,2190367,2105580]
[2217980,"Stratos MAXO-D 50/0,5-9 -R7",9,{"v":6,"d":"6.0"},{"v":2.94,"d":"2.9"},1.3,0.5,7.5,19.3,32.8,24.8,17.3,null,"Stratos MAXO-D",{"v":6424.88,"d":"6,424.88 €"},null,null,"DN 50","PG17",null,2190368,2190367,2105580]
[2217981,"Stratos MAXO-D 50/0,5-12 -R7",12,{"v":6.73,"d":"6.7"},{"v":3,"d":"3.0"},{"v":1.75,"d":"1.8"},0.5,{"v":5,"d":"5.0"},{"v":20,"d":"20.0"},34.3,{"v":26.549999999999997,"d":"26.6"},18.8,null,"Stratos MAXO-D",{"v":6858.94,"d":"6,858.94 €"},null,null,"DN 50","PG17",null,2190368,2190367,2105580]
[2217982,"Stratos MAXO-D 50/0,5-16 -R7",16,{"v":9.425,"d":"9.4"},{"v":2.85,"d":"2.9"},{"v":1.675,"d":"1.7"},0.5,{"v":9.14,"d":"9.1"},31.5,53.4,39.6,25.8,null,"Stratos MAXO-D",{"v":9317.59,"d":"9,317.59 €"},null,null,"DN 50","PG17",null,2190368,2190367,2105580]
[2217983,"Stratos MAXO-D 65/0,5-6 -R7",6,{"v":3.7199999999999998,"d":"3.7"},{"v":1.44,"d":"1.4"},{"v":0.97,"d":"1.0"},0.5,{"v":9,"d":"9.0"},{"v":22,"d":"22.0"},{"v":35,"d":"35.0"},31.3,27.6,null,"Stratos MAXO-D",{"v":6030.43,"d":"6,030.43 €"},null,null,"DN 65","PG17",null,2190368,2190367,2105582]
[2217984,"Stratos MAXO-D 65/0,5-12 -R7",12,{"v":7.235,"d":"7.2"},{"v":2.47,"d":"2.5"},0.8,0.5,{"v":10,"d":"10.0"},27.9,45.8,36.4,{"v":27,"d":"27.0"},null,"Stratos MAXO-D",{"v":7833.06,"d":"7,833.06 €"},null,null,"DN 65","PG17",null,2190368,2190367,2105582]
[2217985,"Stratos MAXO-D 65/0,5-16 -R7",16,8.3,{"v":2.21,"d":"2.2"},0.8,0.5,12.8,40.8,{"v":54,"d":"54.0"},41.1,{"v":25,"d":"25.0"},null,"Stratos MAXO-D",{"v":9525.43,"d":"9,525.43 €"},null,null,"DN 65","PG17",null,2190368,2190367,2105582]
[2217986,"Stratos MAXO-D 80/0,5-6 PN6 -R7",7,{"v":5,"d":"5.0"},{"v":1.63,"d":"1.6"},{"v":0.65,"d":"0.7"},0.5,19.5,{"v":35,"d":"35.0"},{"v":62,"d":"62.0"},47.5,{"v":41,"d":"41.0"},null,"Stratos MAXO-D",{"v":8154.01,"d":"8,154.01 €"},null,null,"DN 80","PG17",null,2190368,2190367,2105584]
[2217987,"Stratos MAXO-D 80/0,5-6 PN10 -R7",7,{"v":5,"d":"5.0"},{"v":1.63,"d":"1.6"},{"v":0.65,"d":"0.7"},0.5,19.5,{"v":35,"d":"35.0"},{"v":62,"d":"62.0"},47.5,{"v":41,"d":"41.0"},null,"Stratos MAXO-D",{"v":8682.79,"d":"8,682.79 €"},null,null,"DN 80","PG17",null,2190368,2190367,2105584]
[2217988,"Stratos MAXO-D 80/0,5-12 PN6 -R7",12,{"v":6.09,"d":"6.1"},{"v":2.46,"d":"2.5"},{"v":1.09,"d":"1.1"},0.5,20.2,52.6,66.6,52.8,{"v":24,"d":"24.0"},null,"Stratos MAXO-D",{"v":10407.68,"d":"10,407.68 €"},null,null,"DN 80","PG17",null,2190368,2190367,2105584]
[2217989,"Stratos MAXO-D 80/0,5-12 PN10 -R7",12,{"v":6.09,"d":"6.1"},{"v":2.46,"d":"2.5"},{"v":1.09,"d":"1.1"},0.5,20.2,52.6,66.6,52.8,{"v":24,"d":"24.0"},null,"Stratos MAXO-D",{"v":10936.45,"d":"10,936.45 €"},null,null,"DN 80","PG17",null,2190368,2190367,2105584]
[2217990,"Stratos MAXO-D 80/0,5-16 PN6 -R7",16,{"v":10,"d":"10.0"},{"v":5.12,"d":"5.1"},{"v":2.04,"d":"2.0"},0.5,16.8,{"v":40,"d":"40.0"},74.1,{"v":45,"d":"45.0"},38.9,null,"Stratos MAXO-D",{"v":12493.09,"d":"12,493.09 €"},null,null,"DN 80","PG17",null,2190368,2190367,2105584]
[2217991,"Stratos MAXO-D 80/0,5-16 PN10 -R7",16,{"v":10,"d":"10.0"},{"v":5.12,"d":"5.1"},{"v":2.04,"d":"2.0"},0.5,16.8,{"v":40,"d":"40.0"},74.1,{"v":45,"d":"45.0"},38.9,null,"Stratos MAXO-D",{"v":13023.28,"d":"13,023.28 €"},null,null,"DN 80","PG17",null,2190368,2190367,2105584]
[4215513,"Yonos PICO 25/1-4",3.96,{"v":2.07,"d":"2.1"},{"v":0.412,"d":"0.4"},{"v":0.32,"d":"0.3"},{"v":0.198,"d":"0.2"},{"v":0.257,"d":"0.3"},1.4,{"v":2.74,"d":"2.7"},{"v":2.36,"d":"2.4"},1.8,null,"Yonos PICO",{"v":415.8,"d":"415.80 €"},null,null,"6/4\"","PG1",{"$nulls":3},4092741]
[4215515,"Yonos PICO 25/1-6",6.07,{"v":3.13,"d":"3.1"},{"v":0.762,"d":"0.8"},{"v":0.614,"d":"0.6"},0.4,{"v":0.386,"d":"0.4"},{"v":1.98,"d":"2.0"},{"v":3.54,"d":"3.5"},{"v":2.82,"d":"2.8"},{"v":1.94,"d":"1.9"},null,"Yonos PICO",{"v":486.95,"d":"486.95 €"},null,null,"6/4\"","PG1",{"$nulls":3},4092741]
[4215517,"Yonos PICO 25/1-8",7.36,{"v":3.84,"d":"3.8"},{"v":1.08,"d":"1.1"},{"v":0.866,"d":"0.9"},{"v":0.54,"d":"0.5"},{"v":0.987,"d":"1.0"},{"v":2.86,"d":"2.9"},{"v":4.37,"d":"4.4"},{"v":3.52,"d":"3.5"},{"v":2.58,"d":"2.6"},null,"Yonos PICO",{"v":669.81,"d":"669.81 €"},null,null,"6/4\"","PG1",{"$nulls":3},4092741]
[4215519,"Yonos PICO 30/1-4",3.96,{"v":2.07,"d":"2.1"},{"v":0.412,"d":"0.4"},{"v":0.32,"d":"0.3"},{"v":0.198,"d":"0.2"},{"v":0.257,"d":"0.3"},1.4,{"v":2.74,"d":"2.7"},{"v":2.36,"d":"2.4"},1.8,null,"Yonos PICO",{"v":460.44,"d":"460.44 €"},null,null,"2\"","PG1",{"$nulls":3},4092742]
[4215520,"Yonos PICO 30/1-6",6.07,{"v":3.13,"d":"3.1"},{"v":0.762,"d":"0.8"},{"v":0.614,"d":"0.6"},0.4,{"v":0.386,"d":"0.4"},{"v":1.98,"d":"2.0"},{"v":3.54,"d":"3.5"},{"v":2.82,"d":"2.8"},{"v":1.94,"d":"1.9"},null,"Yonos PICO",{"v":522.22,"d":"522.22 €"},null,null,"2\"","PG1",{"$nulls":3},4092742]
[4215521,"Yonos PICO 30/1-8",7.36,{"v":3.84,"d":"3.8"},{"v":1.08,"d":"1.1"},{"v":0.866,"d":"0.9"},{"v":0.54,"d":"0.5"},{"v":0.987,"d":"1.0"},{"v":2.86,"d":"2.9"},{"v":4.37,"d":"4.4"},{"v":3.52,"d":"3.5"},{"v":2.58,"d":"2.6"},null,"Yonos PICO",{"v":722,"d":"722.00 €"},null,null,"2\"","PG1",{"$nulls":3},4092742]
[4216470,"Stratos PICO-Z 20/1-4",3.96,{"v":2.07,"d":"2.1"},{"v":0.412,"d":"0.4"},{"v":0.32,"d":"0.3"},{"v":0.198,"d":"0.2"},{"v":0.257,"d":"0.3"},1.4,{"v":2.74,"d":"2.7"},{"v":2.36,"d":"2.4"},1.8,null,"Stratos PICO-Z",{"v":901.59,"d":"901.59 €"},null,null,"1\"","PG1"]
[4216471,"Stratos PICO-Z 20/1-6",6.07,{"v":3.13,"d":"3.1"},{"v":0.762,"d":"0.8"},{"v":0.614,"d":"0.6"},0.4,{"v":0.386,"d":"0.4"},{"v":1.98,"d":"2.0"},{"v":3.54,"d":"3.5"},{"v":2.82,"d":"2.8"},{"v":1.94,"d":"1.9"},null,"Stratos PICO-Z",{"v":1039.34,"d":"1,039.34 €"},null,null,"1\"","PG1"]
[4216472,"Stratos PICO-Z 25/1-4",3.96,{"v":2.07,"d":"2.1"},{"v":0.412,"d":"0.4"},{"v":0.32,"d":"0.3"},{"v":0.198,"d":"0.2"},{"v":0.257,"d":"0.3"},1.4,{"v":2.74,"d":"2.7"},{"v":2.36,"d":"2.4"},1.8,null,"Stratos PICO-Z",{"v":838.97,"d":"838.97 €"},null,null,"6/4\"","PG1",{"$nulls":3},4092741]
[4216473,"Stratos PICO-Z 25/1-6",6.07,{"v":3.13,"d":"3.1"},{"v":0.762,"d":"0.8"},{"v":0.614,"d":"0.6"},0.4,{"v":0.386,"d":"0.4"},{"v":1.98,"d":"2.0"},{"v":3.54,"d":"3.5"},{"v":2.82,"d":"2.8"},{"v":1.94,"d":"1.9"},null,"Stratos PICO-Z",{"v":964.2,"d":"964.20 €"},null,null,"6/4\"","PG1",{"$nulls":3},4092741]
[4244393,"Stratos PICO 25/0,5-4",3.96,{"v":2.07,"d":"2.1"},{"v":0.412,"d":"0.4"},{"v":0.32,"d":"0.3"},{"v":0.198,"d":"0.2"},{"v":0.257,"d":"0.3"},1.4,{"v":2.74,"d":"2.7"},{"v":2.36,"d":"2.4"},1.8,null,"Stratos PICO",{"v":530.59,"d":"530.59 €"},null,null,"6/4\"","PG1",{"$nulls":3},4092741]
[4244395,"Stratos PICO 25/0,5-6",6.07,{"v":3.13,"d":"3.1"},{"v":0.762,"d":"0.8"},{"v":0.614,"d":"0.6"},0.4,{"v":0.386,"d":"0.4"},{"v":1.98,"d":"2.0"},{"v":3.54,"d":"3.5"},{"v":2.82,"d":"2.8"},{"v":1.94,"d":"1.9"},null,"Stratos PICO",{"v":620.83,"d":"620.83 €"},null,null,"6/4\"","PG1",{"$nulls":3},4092741]
[4244397,"Stratos PICO 25/0,5-8",7.36,{"v":3.84,"d":"3.8"},{"v":1.08,"d":"1.1"},{"v":0.866,"d":"0.9"},{"v":0.54,"d":"0.5"},{"v":0.987,"d":"1.0"},{"v":2.86,"d":"2.9"},{"v":4.37,"d":"4.4"},{"v":3.52,"d":"3.5"},{"v":2.58,"d":"2.6"},null,"Stratos PICO",{"v":729.99,"d":"729.99 €"},null,null,"6/4\"","PG1",{"$nulls":3},4092741]
[4244399,"Stratos PICO 30/0,5-4",3.96,{"v":2.07,"d":"2.1"},{"v":0.412,"d":"0.4"},{"v":0.32,"d":"0.3"},{"v":0.198,"d":"0.2"},{"v":0.257,"d":"0.3"},1.4,{"v":2.74,"d":"2.7"},{"v":2.36,"d":"2.4"},1.8,null,"Stratos PICO",{"v":587.06,"d":"587.06 €"},null,null,"2\"","PG1",{"$nulls":3},4092742]
[4244400,"Stratos PICO 30/0,5-6",6.07,{"v":3.13,"d":"3.1"},{"v":0.762,"d":"0.8"},{"v":0.614,"d":"0.6"},0.4,{"v":0.386,"d":"0.4"},{"v":1.98,"d":"2.0"},{"v":3.54,"d":"3.5"},{"v":2.82,"d":"2.8"},{"v":1.94,"d":"1.9"},null,"Stratos PICO",{"v":665.82,"d":"665.82 €"},null,null,"2\"","PG1",{"$nulls":3},4092742]
[4244401,"Stratos PICO 30/0,5-8",7.36,{"v":3.84,"d":"3.8"},{"v":1.08,"d":"1.1"},{"v":0.866,"d":"0.9"},{"v":0.54,"d":"0.5"},{"v":0.987,"d":"1.0"},{"v":2.86,"d":"2.9"},{"v":4.37,"d":"4.4"},{"v":3.52,"d":"3.5"},{"v":2.58,"d":"2.6"},null,"Stratos PICO",{"v":805.82,"d":"805.82 €"},null,null,"2\"","PG1",{"$nulls":3},4092742]

{"sheet":"accessoire","index":7,"n_rows":30,"n_cols":6,"rows_kept":30,"hidden":true}
["Art no.","Type","Brut Price 2022",null,null,"Art no."]
[2190367,"CIF-module BACnet MS/TP",{"v":322.85,"d":"323"},null,null,2190367]
[2190369,"CIF-module CANOpen",{"v":286.58,"d":"287"},null,null,2190369]
[2190370,"CIF-module LON TP/FT-10",{"v":391.17,"d":"391"},null,null,2190370]
[2190368,"CIF-module Modbus RTU",{"v":322.85,"d":"323"},null,null,2190368]
[2190371,"CIF-module PLR",{"v":161.79,"d":"162"},null,null,2190371]
[2210108,"Connect module Yonos MAXO ",{"v":273.66,"d":"274"},null,null,2210108]
[2097811,"IF Module IL-E BacNet",{"v":302.32,"d":"302"},null,null,2097811]
[2097809,"IF Module IL-E ModBus",{"v":259.38,"d":"259"},null,null,2097809]
[2105587,"Jeu de contrebrides/Stel lasflenzen PN10 NW100",{"v":202.63,"d":"203"},null,null,2105587]
[2804220,"Jeu de contrebrides/Stel lasflenzen PN10 NW125",{"v":242.19,"d":"242"},null,null,2804220]
[2804221,"Jeu de contrebrides/Stel lasflenzen PN10 NW150",{"v":306.59,"d":"307"},null,null,2804221]
[2804222,"Jeu de contrebrides/Stel lasflenzen PN10 NW200",{"v":461.26,"d":"461"},null,null,2804222]
[2802576,"Jeu de contrebrides/Stel lasflenzen PN10 NW250",{"v":576.2,"d":"576"},null,null,2802576]
[2105577,"Jeu de contrebrides/Stel lasflenzen PN10 NW32",{"v":97.72,"d":"98"},null,null,2105577]
[2105579,"Jeu de contrebrides/Stel lasflenzen PN10 NW40",{"v":99.06,"d":"99"},null,null,2105579]
[2105581,"Jeu de contrebrides/Stel lasflenzen PN10 NW50",{"v":113.45,"d":"113"},null,null,2105581]
[2105583,"Jeu de contrebrides/Stel lasflenzen PN10 NW65",{"v":126.09,"d":"126"},null,null,2105583]
[2105585,"Jeu de contrebrides/Stel lasflenzen PN10 NW80",{"v":171.07,"d":"171"},null,null,2105585]
[2105586,"Jeu de contrebrides/Stel lasflenzen PN6 NW100",{"v":180.91,"d":"181"},null,null,2105586]
[2804219,"Jeu de contrebrides/Stel lasflenzen PN6 NW125",{"v":209.05,"d":"209"},null,null,2804219]
[2105576,"Jeu de contrebrides/Stel lasflenzen PN6 NW32",{"v":68.52,"d":"69"},null,null,2105576]
[2105578,"Jeu de contrebrides/Stel lasflenzen PN6 NW40",73,null,null,2105578]
[2105580,"Jeu de contrebrides/Stel lasflenzen PN6 NW50",{"v":79.56,"d":"80"},null,null,2105580]
[2105582,"Jeu de contrebrides/Stel lasflenzen PN6 NW65",{"v":100.07,"d":"100"},null,null,2105582]
[2105584,"Jeu de contrebrides/Stel lasflenzen PN6 NW80",{"v":152.89,"d":"153"},null,null,2105584]
[4092742,"Raccord/Koppeling 2\"",{"v":32.75,"d":"33"},null,null,4092742]
[4092741,"Raccord/Koppeling 6/4\"",{"v":22.74,"d":"23"},null,null,4092741]
[112047195,"Raccords laiton/Koppeling messing 1½\" F - nominale diameter 25",{"v":77.57,"d":"78"},null,null,112047195]
[112082691,"Raccords laiton/Koppeling messing 2\" F - nominale diameter 30",{"v":109.53,"d":"110"},null,null,112082691]