{"text_format":"3","workbook":"xlsx","n_sheets":26,"sheets":["Home","Home RES","Picos","Top Z","SB","Yonos Maxo","Yonos Maxo D","Yonos Maxo Z","Stratos Maxo","Stratos Maxo D","Stratos Maxo Z","IL","IPL","DL","DPL","Yonos Giga 2.0","Stratos Giga I 2.0","Stratos Giga D 2.0","Yonos Giga D 2.0","ISAR","Si Boost","ISAR Boost 5","T Range","Comfort-Pressurisation","Vessel","Wilo Price List"],"not_rendered":{"images":4,"macros":1,"external_links":1,"defined_names":28,"comments":2},"read":"whole","date_system":"1900"}

{"sheet":"Home","index":0,"n_rows":50,"n_cols":16,"rows_kept":50,"merged":[[2,1,3,17],[5,1,5,2],[5,3,5,5],[7,0,9,0],[7,1,7,2],[7,3,7,5],[7,6,7,8],[7,9,7,11],[7,12,7,13],[7,15,9,16],[8,1,9,2],[8,3,9,5],[8,6,9,8],[8,9,9,11],[8,12,9,13],[12,1,13,9],[12,11,13,17],[15,1,17,2],[15,4,17,5],[15,7,17,8],[15,11,17,12],[15,15,17,16],[19,1,21,2],[19,4,21,5],[19,7,21,8],[19,11,21,12],[19,15,21,16],[23,1,25,2],[23,4,25,5],[23,7,25,8],[27,1,28,9],[27,11,28,17],[30,1,32,2],[30,4,32,5],[30,11,32,12],[34,1,36,2],[34,4,36,5],[34,11,36,12],[38,1,39,9],[41,1,43,2],[41,4,43,5],[45,1,47,2],[45,4,47,5]]}
[]
[null,"Valid 01/01/2024"]
[null,"2024 Digital Price Book "]
[]
[]
[null,"Article Number"]
[]
[null,"Article No.",null,"Article description",null,null,"Product range",null,null,"List Price ",null,null,"Price group",null,null,"Full Price List"]
[null,{"$f":"IFERROR(VLOOKUP(D6,'Wilo Price List'!B:H,1,FALSE),\"\")","v":""},null,{"$f":"IFERROR(VLOOKUP(D6,'Wilo Price List'!B:H,2,FALSE),\"\")","v":""},null,null,{"$f":"IFERROR(VLOOKUP(D6,'Wilo Price List'!B:H,4,FALSE),\"\")","v":""},null,null,{"$f":"IFERROR(VLOOKUP(D6,'Wilo Price List'!B:H,5,FALSE),\"\")","v":""},null,null,{"$f":"IFERROR(VLOOKUP(D6,'Wilo Price List'!B:H,6,FALSE),\"\")","v":""}]
[]
[]
[]
[null,"Glandless Pumps",{"$nulls":9},"Boosting"]
[]
[]
[null,"Pico",null,null,"Top Z",null,null,"SB ",{"$nulls":3},"ISAR Sce",{"$nulls":3},"Booster + Tank"]
[]
[]
[]
[null,"Yonos Maxo",null,null,"Yonos Maxo D",null,null,"Yonos Maxo Z",{"$nulls":3},"SIBOOST SMART ",{"$nulls":3},"ISAR Boost 5"]
[]
[]
[]
[null,"Stratos Maxo / R7",null,null,"Stratos Maxo D / R7",null,null,"Stratos Maxo Z"]
[]
[]
[]
[null,"Glanded Fixed Speed Pumps",{"$nulls":9},"Pressurisation System"]
[]
[]
[null,"IL",null,null,"IPL",{"$nulls":6},"Comfort Pressurisation"]
[]
[]
[]
[null,"DL",null,null,"DPL",{"$nulls":6},"Vessel"]
[]
[]
[]
[null,"Glanded VSD Pumps"]
[]
[]
[null,"Yonos Giga I 2.0",null,null,"Stratos Giga I 2.0"]
[]
[]
[]
[null,"Yonos Giga D 2.0",null,null,"Stratos Giga D 2.0"]
[]
[]
[]
[null,"THIS PRICE LIST IS CORRECT AT TIME OF PRINT AND SUBJECT TO CHANGE"]

{"sheet":"Home RES","index":1,"n_rows":45,"n_cols":16,"rows_kept":45,"hidden":true,"merged":[[1,1,2,17],[4,1,4,2],[4,3,4,5],[6,0,8,0],[6,1,6,2],[6,3,6,5],[6,6,6,8],[6,9,6,11],[6,12,6,13],[6,15,8,16],[7,1,8,2],[7,3,8,5],[7,6,8,8],[7,9,8,11],[7,12,8,13],[11,1,12,9],[11,11,12,17],[14,1,16,2],[14,4,16,5],[14,7,16,8],[14,11,16,12],[14,14,16,15],[18,1,20,2],[18,4,20,5],[18,7,20,8],[18,11,20,12],[22,1,24,2],[22,4,24,5],[22,7,24,8],[22,11,24,12],[26,1,27,9],[26,11,27,17],[29,1,31,2],[29,4,31,5],[29,11,31,12],[33,1,35,2],[33,4,35,5],[33,11,35,12],[37,1,38,9],[40,1,42,2],[40,4,42,5],[40,7,42,8],[44,1,46,2],[44,4,46,5],[44,7,46,8]]}
["Valid 01/01/2023"]
[null,"2023 Digital Price Book "]
[]
[]
[null,"Article Number"]
[]
[null,"Article No.",null,"Article description",null,null,"Product range",null,null,"List Price ",null,null,"Price group",null,null,"Full Price List"]
[null,{"$f":"IFERROR(VLOOKUP(D5,'Wilo Price List'!B:H,1,FALSE),\"\")","v":""},null,{"$f":"IFERROR(VLOOKUP(D5,'Wilo Price List'!B:H,2,FALSE),\"\")","v":""},null,null,{"$f":"IFERROR(VLOOKUP(D5,'Wilo Price List'!B:H,4,FALSE),\"\")","v":""},null,null,{"$f":"IFERROR(VLOOKUP(D5,'Wilo Price List'!B:H,5,FALSE),\"\")","v":""},null,null,{"$f":"IFERROR(VLOOKUP(D5,'Wilo Price List'!B:H,6,FALSE),\"\")","v":""}]
[]
[]
[]
[null,"Glandless Pumps",{"$nulls":9},"Boosting"]
[]
[]
[null,"Pico",null,null,"Top Z",null,null,"SB ",{"$nulls":3},"ISAR Sce"]
[]
[]
[]
[null,"Yonos Maxo",null,null,"Yonos Maxo D",null,null,"Yonos Maxo Z",{"$nulls":3},"SIBOOST SMART "]
[]
[]
[]
[null,"Stratos Maxo / R7",null,null,"Stratos Maxo D / R7",null,null,"Stratos Maxo Z",{"$nulls":3},"Booster + Tank"]
[]
[]
[]
[null,"Glanded Fixed Speed Pumps",{"$nulls":9},"Pressurisation System"]
[]
[]
[null,"IL",null,null,"IPL",{"$nulls":6},"Comfort Pressurisation"]
[]
[]
[]
[null,"DL",null,null,"DPL",{"$nulls":6},"Vessel"]
[]
[]
[]
[null,"Glanded VSD Pumps"]
[]
[]
[null,"IL-E",null,null,"IP-E",null,null,"Yonos Giga2.0"]
[]
[]
[]
[null,"DL-E",null,null,"DP-E",null,null,"Yonos Giga D 2.0"]

{"sheet":"Picos","index":2,"n_rows":46,"n_cols":14,"rows_kept":46,"merged":[[1,1,2,6]]}
[]
[null,"Pico ",{"$nulls":6},"Home"]
[]
[]
[null,"Article No. \n(or variant)","Article description","Type \n(Pump / Accessory / Spare Part / Addon / Service)","Product range","List Price","Price group",null,"Article No. \n(or variant)","Article description","Type ","Product range","List Price","Price group"]
[null,"Yonos Pico",{"$nulls":6},"Yonos Pico"]
[null,4215511,"YONOS PICO 15/1-4-(ROW)","1 Pump","Yonos PICO",{"$f":"VLOOKUP(B7,'Wilo Price List'!B:H,5,FALSE)","v":{"v":155,"d":"£155"}},"PG01",null,4255410,"Yonos PICO-Z 15/0.5-4 130","1 Pump","Yonos PICO",{"$f":"VLOOKUP(I7,'[1]Wilo Price List'!A:G,5,FALSE)","v":{"v":273,"d":"£273"}},"PG01"]
[null,4215512,"YONOS PICO 15/1-6-(ROW)","1 Pump","Yonos PICO",{"$f":"VLOOKUP(B8,'Wilo Price List'!B:H,5,FALSE)","v":{"v":157,"d":"£157"}},"PG01",null,4255411,"Yonos PICO-Z 15/0.5-4 140","1 Pump","Yonos PICO",{"$f":"VLOOKUP(I8,'[1]Wilo Price List'!A:G,5,FALSE)","v":{"v":276,"d":"£276"}},"PG01"]
[]
[null,4215513,"YONOS PICO 25/1-4-(ROW)","1 Pump","Yonos PICO",{"$f":"VLOOKUP(B10,'Wilo Price List'!B:H,5,FALSE)","v":{"v":371,"d":"£371"}},"PG01",null,4255412,"Yonos PICO-Z 20/0.5-4 150","1 Pump","Yonos PICO",{"$f":"VLOOKUP(I10,'[1]Wilo Price List'!A:G,5,FALSE)","v":{"v":276,"d":"£276"}},"PG01"]
[null,4215514,"YONOS PICO 25/1-4-130-(ROW)","1 Pump","Yonos PICO",{"$f":"VLOOKUP(B11,'Wilo Price List'!B:H,5,FALSE)","v":{"v":517,"d":"£517"}},"PG01",null,4255413,"Yonos PICO-Z 20/0.5-6 150","1 Pump","Yonos PICO",{"$f":"VLOOKUP(I11,'[1]Wilo Price List'!A:G,5,FALSE)","v":{"v":277,"d":"£277"}},"PG01"]
[null,4215522,"YONOS PICO 25/1-5-130-(ROW)","1 Pump","Yonos PICO",{"$f":"VLOOKUP(B12,'Wilo Price List'!B:H,5,FALSE)","v":{"v":180,"d":"£180"}},"PG01",null,4255414,"Yonos PICO-Z 20/0.5-8 150","1 Pump",null,{"v":264,"d":"£264"},"PG01"]
[null,4215515,"YONOS PICO 25/1-6-(ROW)","1 Pump","Yonos PICO",{"$f":"VLOOKUP(B13,'Wilo Price List'!B:H,5,FALSE)","v":{"v":272,"d":"£272"}},"PG01"]
[null,4215516,"YONOS PICO 25/1-6-130-(ROW)","1 Pump","Yonos PICO",{"$f":"VLOOKUP(B14,'Wilo Price List'!B:H,5,FALSE)","v":{"v":195,"d":"£195"}},"PG01",null,4255416,"Yonos PICO-Z 25/0.5-6 130","1 Pump","Yonos PICO",{"v":264,"d":"£264"},"PG01"]
[null,4215517,"YONOS PICO 25/1-8-(ROW)","1 Pump","Yonos PICO",{"$f":"VLOOKUP(B15,'Wilo Price List'!B:H,5,FALSE)","v":{"v":242,"d":"£242"}},"PG01",null,4255417,"Yonos PICO-Z 25/0.5-4 180","1 Pump","Yonos PICO",{"$f":"VLOOKUP(I15,'[1]Wilo Price List'!A:G,5,FALSE)","v":{"v":273,"d":"£273"}},"PG01"]
[null,4215518,"YONOS PICO 25/1-8-130-(ROW)","1 Pump","Yonos PICO",{"$f":"VLOOKUP(B16,'Wilo Price List'!B:H,5,FALSE)","v":{"v":224,"d":"£224"}},"PG01",null,4255418,"Yonos PICO-Z 25/0.5-6 180","1 Pump","Yonos PICO",{"$f":"VLOOKUP(I16,'[1]Wilo Price List'!A:G,5,FALSE)","v":{"v":274,"d":"£274"}},"PG01"]
[{"$nulls":8},"Stratos "]
[null,4215519,"YONOS PICO 30/1-4-(ROW)","1 Pump","Yonos PICO",{"$f":"VLOOKUP(B18,'Wilo Price List'!B:H,5,FALSE)","v":{"v":444,"d":"£444"}},"PG01",null,4255430,"Stratos PICO-Z 20/0.5-4","1 Pump","Stratos PICO",{"$f":"VLOOKUP(I18,'[1]Wilo Price List'!A:G,5,FALSE)","v":{"v":498,"d":"£498"}},"PG01"]
[null,4215520,"YONOS PICO 30/1-6-(ROW)","1 Pump","Yonos PICO",{"$f":"VLOOKUP(B19,'Wilo Price List'!B:H,5,FALSE)","v":{"v":511,"d":"£511"}},"PG01",null,4255431,"Stratos PICO-Z 20/0.5-6","1 Pump","Stratos PICO",{"$f":"VLOOKUP(I19,'[1]Wilo Price List'!A:G,5,FALSE)","v":{"v":499,"d":"£499"}},"PG01"]
[null,4215521,"YONOS PICO 30/1-8-(ROW)","1 Pump","Yonos PICO",{"$f":"VLOOKUP(B20,'Wilo Price List'!B:H,5,FALSE)","v":{"v":579,"d":"£579"}},"PG01",null,4255432,"Stratos PICO-Z 20/0.5-8 ","1 Pump","Stratos PICO",{"$f":"VLOOKUP(I20,'[1]Wilo Price List'!A:G,5,FALSE)","v":{"v":545,"d":"£545"}},"PG01"]
[null,4224817,"YONOS PICO 40/1-8 (ROW)","1 Pump","Yonos PICO",{"$f":"VLOOKUP(B21,'Wilo Price List'!B:H,5,FALSE)","v":{"v":765,"d":"£765"}},"PG01"]
[{"$nulls":8},4255433,"Stratos PICO-Z 25/0.5-4","1 Pump","Stratos PICO",{"$f":"VLOOKUP(I22,'[1]Wilo Price List'!A:G,5,FALSE)","v":{"v":503,"d":"£503"}},"PG01"]
[null,4230948,"Yonos PICO-D 30/1-6  ","1 Pump","Yonos PICO",{"$f":"VLOOKUP(B23,'Wilo Price List'!B:H,5,FALSE)","v":{"v":1174,"d":"£1,174"}},"PG01",null,4255434,"Stratos PICO-Z 25/0.5-6","1 Pump","Stratos PICO",{"$f":"VLOOKUP(I23,'[1]Wilo Price List'!A:G,5,FALSE)","v":{"v":504,"d":"£504"}},"PG01"]
[null,4230949,"Yonos PICO-D 30/1-8","1 Pump","Yonos PICO",{"$f":"VLOOKUP(B24,'Wilo Price List'!B:H,5,FALSE)","v":{"v":1376,"d":"£1,376"}},"PG01",null,4255435,"Stratos PICO-Z 25/0.5-8","1 Pump","Stratos PICO",{"$f":"VLOOKUP(I24,'[1]Wilo Price List'!A:G,5,FALSE)","v":{"v":550,"d":"£550"}},"PG01"]
[null,"Stratos Pico"]
[null,4244390,"Stratos PICO 15/0,5-4","1 Pump","Stratos PICO",{"$f":"VLOOKUP(B26,'Wilo Price List'!B:H,5,FALSE)","v":{"v":403,"d":"£403"}},"PG01"]
[null,4244391,"Stratos PICO 15/0,5-6","1 Pump","Stratos PICO",{"$f":"VLOOKUP(B27,'Wilo Price List'!B:H,5,FALSE)","v":{"v":410,"d":"£410"}},"PG01"]
[null,4244392,"Stratos PICO 15/0,5-8","1 Pump","Stratos PICO",{"$f":"VLOOKUP(B28,'Wilo Price List'!B:H,5,FALSE)","v":{"v":430,"d":"£430"}},"PG01"]
[]
[null,4244393,"Stratos PICO 25/0,5-4","1 Pump","Stratos PICO",{"$f":"VLOOKUP(B30,'Wilo Price List'!B:H,5,FALSE)","v":{"v":422,"d":"£422"}},"PG01"]
[null,4244394,"Stratos PICO 25/0,5-4-130","1 Pump","Stratos PICO",{"$f":"VLOOKUP(B31,'Wilo Price List'!B:H,5,FALSE)","v":{"v":280,"d":"£280"}},"PG01"]
[null,4244395,"Stratos PICO 25/0,5-6-180","1 Pump","Stratos PICO",{"$f":"VLOOKUP(B32,'Wilo Price List'!B:H,5,FALSE)","v":{"v":425,"d":"£425"}},"PG01"]
[null,4244396,"Stratos PICO 25/0,5-6-130","1 Pump","Stratos PICO",{"$f":"VLOOKUP(B33,'Wilo Price List'!B:H,5,FALSE)","v":{"v":295,"d":"£295"}},"PG01"]
[null,4244397,"Stratos PICO 25/0,5-8-180","1 Pump","Stratos PICO",{"$f":"VLOOKUP(B34,'Wilo Price List'!B:H,5,FALSE)","v":{"v":455,"d":"£455"}},"PG01"]
[null,4244398,"Stratos PICO 25/0,5-8-130","1 Pump","Stratos PICO",{"$f":"VLOOKUP(B35,'Wilo Price List'!B:H,5,FALSE)","v":{"v":325,"d":"£325"}},"PG01"]
[]
[null,4244399,"Stratos PICO 30/0,5-4-180","1 Pump","Stratos PICO",{"$f":"VLOOKUP(B37,'Wilo Price List'!B:H,5,FALSE)","v":{"v":435,"d":"£435"}},"PG01"]
[null,4244400,"Stratos PICO 30/0,5-6-180","1 Pump","Stratos PICO",{"$f":"VLOOKUP(B38,'Wilo Price List'!B:H,5,FALSE)","v":{"v":440,"d":"£440"}},"PG01"]
[null,4244401,"Stratos PICO 30/0,5-8-180","1 Pump","Stratos PICO",{"$f":"VLOOKUP(B39,'Wilo Price List'!B:H,5,FALSE)","v":{"v":480,"d":"£480"}},"PG01"]
[]
[null,4244402,"Stratos PICO 25/0,5-6-180-N","1 Pump","Stratos PICO",{"$f":"VLOOKUP(B41,'Wilo Price List'!B:H,5,FALSE)","v":{"v":556,"d":"£556"}},"PG01"]
[null,4244403,"Stratos PICO 25/0,5-4-BT","1 Pump","Stratos PICO",{"$f":"VLOOKUP(B42,'Wilo Price List'!B:H,5,FALSE)","v":{"v":627,"d":"£627"}},"PG01"]
[null,4244404,"Stratos PICO 25/0,5-6-BT","1 Pump","Stratos PICO",{"$f":"VLOOKUP(B43,'Wilo Price List'!B:H,5,FALSE)","v":{"v":647,"d":"£647"}},"PG01"]
[]
[null,4239241,"Smart Connect BT Module","Accessory","Stratos PICO",{"$f":"VLOOKUP(B45,'Wilo Price List'!B:H,5,FALSE)","v":{"v":165,"d":"£165"}},"PG14"]
[null,4257834,"Connect Module BMS","Accessory","Stratos PICO",{"v":245,"d":"£245"},"PG14"]

{"sheet":"Top Z","index":3,"n_rows":53,"n_cols":9,"rows_kept":53,"merged":[[1,1,2,6],[1,8,2,9],[5,1,5,6],[33,1,33,6]]}
[]
[null,"Top Z",{"$nulls":6},"Home"]
[]
[]
[null,"Article No. \n(or variant)","Article description","Type \n(Pump / Accessory / Spare Part / Addon / Service)","Product range","List Price","Price group"]
[null,"Top Z PN6/10"]
[null,2045520,"TOP-Z20/4 DM PN6/10","1 Pump","TOP-Z",{"$f":"VLOOKUP(B7,'Wilo Price List'!B:H,5,FALSE)","v":{"v":742,"d":"£742"}},"PG02"]
[null,2045519,"TOP-Z20/4 EM PN6/10","1 Pump","TOP-Z",{"$f":"VLOOKUP(B8,'Wilo Price List'!B:H,5,FALSE)","v":{"v":679,"d":"£679"}},"PG02"]
[]
[null,2175509,"TOP-Z25/10 DM PN6/10","1 Pump","TOP-Z",{"$f":"VLOOKUP(B10,'Wilo Price List'!B:H,5,FALSE)","v":{"v":1099,"d":"£1,099"}},"PG02"]
[null,2061964,"TOP-Z25/10 EM PN6/10","1 Pump","TOP-Z",{"$f":"VLOOKUP(B11,'Wilo Price List'!B:H,5,FALSE)","v":{"v":1012,"d":"£1,012"}},"PG02"]
[null,2045522,"TOP-Z25/6 DM PN6/10","1 Pump","TOP-Z",{"$f":"VLOOKUP(B12,'Wilo Price List'!B:H,5,FALSE)","v":{"v":805,"d":"£805"}},"PG02"]
[null,2045521,"TOP-Z25/6 EM PN6/10","1 Pump","TOP-Z",{"$f":"VLOOKUP(B13,'Wilo Price List'!B:H,5,FALSE)","v":{"v":720,"d":"£720"}},"PG02"]
[]
[null,2175512,"TOP-Z30/10 DM PN6/10 RG","1 Pump","TOP-Z",{"$f":"VLOOKUP(B15,'Wilo Price List'!B:H,5,FALSE)","v":{"v":1147,"d":"£1,147"}},"PG02"]
[null,2059857,"TOP-Z30/10 EM PN6/10 RG","1 Pump","TOP-Z",{"$f":"VLOOKUP(B16,'Wilo Price List'!B:H,5,FALSE)","v":{"v":1292,"d":"£1,292"}},"PG02"]
[null,2048341,"TOP-Z30/7 DM PN6/10 RG","1 Pump","TOP-Z",{"$f":"VLOOKUP(B17,'Wilo Price List'!B:H,5,FALSE)","v":{"v":1106,"d":"£1,106"}},"PG02"]
[null,2048340,"TOP-Z30/7 EM PN6/10 RG","1 Pump","TOP-Z",{"$f":"VLOOKUP(B18,'Wilo Price List'!B:H,5,FALSE)","v":{"v":1182,"d":"£1,182"}},"PG02"]
[]
[null,2175515,"TOP-Z40/7 DM PN6/10 GG","1 Pump","TOP-Z",{"$f":"VLOOKUP(B20,'Wilo Price List'!B:H,5,FALSE)","v":{"v":2441,"d":"£2,441"}},"PG02"]
[null,2175516,"TOP-Z40/7 DM PN6/10 RG","1 Pump","TOP-Z",{"$f":"VLOOKUP(B21,'Wilo Price List'!B:H,5,FALSE)","v":{"v":2058,"d":"£2,058"}},"PG02"]
[null,2046637,"TOP-Z40/7 EM PN6/10 RG","1 Pump","TOP-Z",{"$f":"VLOOKUP(B22,'Wilo Price List'!B:H,5,FALSE)","v":{"v":2183,"d":"£2,183"}},"PG02"]
[]
[null,2175521,"TOP-Z50/7 DM PN6/10 GG","1 Pump","TOP-Z",{"$f":"VLOOKUP(B24,'Wilo Price List'!B:H,5,FALSE)","v":{"v":3202,"d":"£3,202"}},"PG02"]
[null,2175522,"TOP-Z50/7 DM PN6/10 RG","1 Pump","TOP-Z",{"$f":"VLOOKUP(B25,'Wilo Price List'!B:H,5,FALSE)","v":{"v":3618,"d":"£3,618"}},"PG02"]
[]
[null,2175527,"TOP-Z65/10 DM PN6/10 GG","1 Pump","TOP-Z",{"$f":"VLOOKUP(B27,'Wilo Price List'!B:H,5,FALSE)","v":{"v":5485,"d":"£5,485"}},"PG02"]
[null,2175528,"TOP-Z65/10 DM PN6/10 RG","1 Pump","TOP-Z",{"$f":"VLOOKUP(B28,'Wilo Price List'!B:H,5,FALSE)","v":{"v":4247,"d":"£4,247"}},"PG02"]
[]
[null,2175533,"TOP-Z80/10 DM PN10 GG","1 Pump","TOP-Z",{"$f":"VLOOKUP(B30,'Wilo Price List'!B:H,5,FALSE)","v":{"v":6978,"d":"£6,978"}},"PG02"]
[null,2175534,"TOP-Z80/10 DM PN10 RG","1 Pump","TOP-Z",{"$f":"VLOOKUP(B31,'Wilo Price List'!B:H,5,FALSE)","v":{"v":5937,"d":"£5,937"}},"PG02"]
[null,2175531,"TOP-Z80/10 DM PN6 GG","1 Pump","TOP-Z",{"$f":"VLOOKUP(B32,'Wilo Price List'!B:H,5,FALSE)","v":{"v":6647,"d":"£6,647"}},"PG02"]
[null,2175532,"TOP-Z80/10 DM PN6 RG","1 Pump","TOP-Z",{"$f":"VLOOKUP(B33,'Wilo Price List'!B:H,5,FALSE)","v":{"v":5400,"d":"£5,400"}},"PG02"]
[null,"Top Z PN16"]
[null,2175510,"TOP-Z25/10 DM PN16","1 Pump","TOP-Z PN16",{"$f":"VLOOKUP(B35,'Wilo Price List'!B:H,5,FALSE)","v":{"v":2400,"d":"£2,400"}},"PG02"]
[null,2086131,"TOP-Z25/10 EM PN16","1 Pump","TOP-Z PN16",{"$f":"VLOOKUP(B36,'Wilo Price List'!B:H,5,FALSE)","v":{"v":2614,"d":"£2,614"}},"PG02"]
[]
[null,2175513,"TOP-Z30/10 DM PN16 RG","1 Pump","TOP-Z PN16",{"$f":"VLOOKUP(B38,'Wilo Price List'!B:H,5,FALSE)","v":{"v":2550,"d":"£2,550"}},"PG02"]
[null,2115863,"TOP-Z30/10 EM PN16 RG","1 Pump","TOP-Z PN16",{"$f":"VLOOKUP(B39,'Wilo Price List'!B:H,5,FALSE)","v":{"v":2773,"d":"£2,773"}},"PG02"]
[]
[null,2175517,"TOP-Z40/7 DM PN16 GG","1 Pump","TOP-Z PN16",{"$f":"VLOOKUP(B41,'Wilo Price List'!B:H,5,FALSE)","v":{"v":2586,"d":"£2,586"}},"PG02"]
[null,2175518,"TOP-Z40/7 DM PN16 RG","1 Pump","TOP-Z PN16",{"$f":"VLOOKUP(B42,'Wilo Price List'!B:H,5,FALSE)","v":{"v":4179,"d":"£4,179"}},"PG02"]
[null,2071094,"TOP-Z40/7 EM PN16 GG","1 Pump","TOP-Z PN16",{"$f":"VLOOKUP(B43,'Wilo Price List'!B:H,5,FALSE)","v":{"v":2846,"d":"£2,846"}},"PG02"]
[null,2070569,"TOP-Z40/7 EM PN16 RG","1 Pump","TOP-Z PN16",{"$f":"VLOOKUP(B44,'Wilo Price List'!B:H,5,FALSE)","v":{"v":4502,"d":"£4,502"}},"PG02"]
[]
[null,2175523,"TOP-Z50/7 DM PN16 GG","1 Pump","TOP-Z PN16",{"$f":"VLOOKUP(B46,'Wilo Price List'!B:H,5,FALSE)","v":{"v":3364,"d":"£3,364"}},"PG02"]
[null,2175524,"TOP-Z50/7 DM PN16 RG","1 Pump","TOP-Z PN16",{"$f":"VLOOKUP(B47,'Wilo Price List'!B:H,5,FALSE)","v":{"v":5041,"d":"£5,041"}},"PG02"]
[]
[null,2175529,"TOP-Z65/10 DM PN16 GG","1 Pump","TOP-Z PN16",{"$f":"VLOOKUP(B49,'Wilo Price List'!B:H,5,FALSE)","v":{"v":5188,"d":"£5,188"}},"PG02"]
[null,2175530,"TOP-Z65/10 DM PN16 RG","1 Pump","TOP-Z PN16",{"$f":"VLOOKUP(B50,'Wilo Price List'!B:H,5,FALSE)","v":{"v":6951,"d":"£6,951"}},"PG02"]
[]
[null,2175535,"TOP-Z80/10 DM PN16 GG","1 Pump","TOP-Z PN16",{"$f":"VLOOKUP(B52,'Wilo Price List'!B:H,5,FALSE)","v":{"v":6394,"d":"£6,394"}},"PG02"]
[null,2175536,"TOP-Z80/10 DM PN16 RG","1 Pump","TOP-Z PN16",{"$f":"VLOOKUP(B53,'Wilo Price List'!B:H,5,FALSE)","v":{"v":8243,"d":"£8,243"}},"PG02"]

{"sheet":"SB","index":4,"n_rows":8,"n_cols":9,"rows_kept":8,"merged":[[1,1,2,6],[1,8,2,9],[5,1,5,6]]}
[]
[null,"SB",{"$nulls":6},"Home"]
[]
[]
[null,"Article No. \n(or variant)","Article description","Type \n(Pump / Accessory / Spare Part / Addon / Service)","Product range","List Price","Price group"]
[null,"SB"]
[]
[null,4035479,"SB30 230V 1PH","1 Pump","SB",{"$f":"VLOOKUP(B8,'Wilo Price List'!B:H,5,FALSE)","v":{"v":520,"d":"£520"}},"PG02"]

{"sheet":"Yonos Maxo","index":5,"n_rows":40,"n_cols":10,"rows_kept":40,"merged":[[1,1,2,7],[1,9,2,10],[5,1,5,7]]}
[]
[null,"Yonos Maxo",{"$nulls":7},"Home"]
[]
[]
[null,"Article No. \n(or variant)","Article description","Type \n(Pump / Accessory / Spare Part / Addon / Service)","Product range","List Price","Price group","Port to Port (MM)"]
[null,"Yonos Maxo"]
[null,2120640,"Yonos MAXO 25/0,5-10 PN10","1 Pump","Yonos MAXO",{"$f":"VLOOKUP(B7,'Wilo Price List'!B:H,5,FALSE)","v":{"v":876,"d":"£876"}},"PG02",180]
[null,2120641,"Yonos MAXO 25/0,5-12 PN10","1 Pump","Yonos MAXO",{"$f":"VLOOKUP(B8,'Wilo Price List'!B:H,5,FALSE)","v":{"v":988,"d":"£988"}},"PG02",180]
[null,2120639,"Yonos MAXO 25/0,5-7 PN10","1 Pump","Yonos MAXO",{"$f":"VLOOKUP(B9,'Wilo Price List'!B:H,5,FALSE)","v":{"v":650,"d":"£650"}},"PG02",180]
[]
[null,2120643,"Yonos MAXO 30/0,5-10 PN10","1 Pump","Yonos MAXO",{"$f":"VLOOKUP(B11,'Wilo Price List'!B:H,5,FALSE)","v":{"v":998,"d":"£998"}},"PG02",180]
[null,2120644,"Yonos MAXO 30/0,5-12 PN10","1 Pump","Yonos MAXO",{"$f":"VLOOKUP(B12,'Wilo Price List'!B:H,5,FALSE)","v":{"v":1294,"d":"£1,294"}},"PG02",180]
[null,2120642,"Yonos MAXO 30/0,5-7 PN10","1 Pump","Yonos MAXO",{"$f":"VLOOKUP(B13,'Wilo Price List'!B:H,5,FALSE)","v":{"v":720,"d":"£720"}},"PG02",180]
[]
[null,2210113,"Yonos MAXO 32/0,5-10 PN6/10","1 Pump","Yonos MAXO",{"$f":"VLOOKUP(B15,'Wilo Price List'!B:H,5,FALSE)","v":{"v":1197,"d":"£1,197"}},"PG02",220]
[null,2210114,"Yonos MAXO 32/0,5-11 PN6/10","1 Pump","Yonos MAXO",{"$f":"VLOOKUP(B16,'Wilo Price List'!B:H,5,FALSE)","v":{"v":1479,"d":"£1,479"}},"PG02",220]
[]
[null,2120645,"Yonos MAXO 40/0,5-4 PN6/10","1 Pump","Yonos MAXO",{"$f":"VLOOKUP(B18,'Wilo Price List'!B:H,5,FALSE)","v":{"v":1017,"d":"£1,017"}},"PG02",220]
[null,2120646,"Yonos MAXO 40/0,5-8 PN6/10","1 Pump","Yonos MAXO",{"$f":"VLOOKUP(B19,'Wilo Price List'!B:H,5,FALSE)","v":{"v":1205,"d":"£1,205"}},"PG02",220]
[null,2120647,"Yonos MAXO 40/0,5-12 PN6/10","1 Pump","Yonos MAXO",{"$f":"VLOOKUP(B20,'Wilo Price List'!B:H,5,FALSE)","v":{"v":1537,"d":"£1,537"}},"PG02",250]
[null,2120648,"Yonos MAXO 40/0,5-16 PN6/10","1 Pump","Yonos MAXO",{"$f":"VLOOKUP(B21,'Wilo Price List'!B:H,5,FALSE)","v":{"v":2757,"d":"£2,757"}},"PG02",250]
[]
[null,2120649,"Yonos MAXO 50/0,5-8 PN6/10","1 Pump","Yonos MAXO",{"$f":"VLOOKUP(B23,'Wilo Price List'!B:H,5,FALSE)","v":{"v":1852,"d":"£1,852"}},"PG02",240]
[null,2120650,"Yonos MAXO 50/0,5-9 PN6/10","1 Pump","Yonos MAXO",{"$f":"VLOOKUP(B24,'Wilo Price List'!B:H,5,FALSE)","v":{"v":1961,"d":"£1,961"}},"PG02",280]
[null,2120651,"Yonos MAXO 50/0,5-12 PN6/10","1 Pump","Yonos MAXO",{"$f":"VLOOKUP(B25,'Wilo Price List'!B:H,5,FALSE)","v":{"v":2070,"d":"£2,070"}},"PG02",280]
[null,2120652,"Yonos MAXO 50/0,5-16 PN6/10","1 Pump","Yonos MAXO",{"$f":"VLOOKUP(B26,'Wilo Price List'!B:H,5,FALSE)","v":{"v":2878,"d":"£2,878"}},"PG02",340]
[]
[null,2120654,"Yonos MAXO 65/0,5-12 PN6/10","1 Pump","Yonos MAXO",{"$f":"VLOOKUP(B28,'Wilo Price List'!B:H,5,FALSE)","v":{"v":2780,"d":"£2,780"}},"PG02",340]
[null,2120655,"Yonos MAXO 65/0,5-16 PN6/10","1 Pump","Yonos MAXO",{"$f":"VLOOKUP(B29,'Wilo Price List'!B:H,5,FALSE)","v":{"v":2991,"d":"£2,991"}},"PG02",340]
[null,2120653,"Yonos MAXO 65/0,5-9 PN6/10","1 Pump","Yonos MAXO",{"$f":"VLOOKUP(B30,'Wilo Price List'!B:H,5,FALSE)","v":{"v":2231,"d":"£2,231"}},"PG02",280]
[]
[null,2120657,"Yonos MAXO 80/0,5-6 PN10","1 Pump","Yonos MAXO",{"$f":"VLOOKUP(B32,'Wilo Price List'!B:H,5,FALSE)","v":{"v":3494,"d":"£3,494"}},"PG02",360]
[null,2120656,"Yonos MAXO 80/0,5-6 PN6","1 Pump","Yonos MAXO",{"$f":"VLOOKUP(B33,'Wilo Price List'!B:H,5,FALSE)","v":{"v":3154,"d":"£3,154"}},"PG02",360]
[null,2120659,"Yonos MAXO 80/0,5-12 PN10","1 Pump","Yonos MAXO",{"$f":"VLOOKUP(B34,'Wilo Price List'!B:H,5,FALSE)","v":{"v":3631,"d":"£3,631"}},"PG02",360]
[null,2120658,"Yonos MAXO 80/0,5-12 PN6","1 Pump","Yonos MAXO",{"$f":"VLOOKUP(B35,'Wilo Price List'!B:H,5,FALSE)","v":{"v":3270,"d":"£3,270"}},"PG02",360]
[]
[null,2120661,"Yonos MAXO 100/0,5-12 PN10","1 Pump","Yonos MAXO",{"$f":"VLOOKUP(B37,'Wilo Price List'!B:H,5,FALSE)","v":{"v":3337,"d":"£3,337"}},"PG02",360]
[null,2120660,"Yonos MAXO 100/0,5-12 PN6","1 Pump","Yonos MAXO",{"$f":"VLOOKUP(B38,'Wilo Price List'!B:H,5,FALSE)","v":{"v":3005,"d":"£3,005"}},"PG02",360]
[]
[null,2210108,"Connect Modul Yonos MAXO","Accessory","Connect Modul Yonos Maxo",{"$f":"VLOOKUP(B40,'Wilo Price List'!B:H,5,FALSE)","v":{"v":278,"d":"£278"}},"PG14"]

{"sheet":"Yonos Maxo D","index":6,"n_rows":29,"n_cols":10,"rows_kept":29,"merged":[[1,1,2,7],[1,9,2,10],[5,1,5,7]]}
[]
[null,"Yonos Maxo D",{"$nulls":7},"Home"]
[]
[]
[null,"Article No. \n(or variant)","Article description","Type \n(Pump / Accessory / Spare Part / Addon / Service)","Product range","List Price","Price group","Port to Port (MM)"]
[null,"Yonos Maxo D"]
[null,2225914,"Yonos MAXO-D 30/0,5-7 PN6/10","1 Pump","Yonos MAXO-D",{"$f":"VLOOKUP(B7,'Wilo Price List'!B:H,5,FALSE)","v":{"v":1883,"d":"£1,883"}},"PG02",180]
[null,2225915,"Yonos MAXO-D 30/0,5-10 PN6/10","1 Pump","Yonos MAXO-D",{"$f":"VLOOKUP(B8,'Wilo Price List'!B:H,5,FALSE)","v":{"v":2033,"d":"£2,033"}},"PG02",180]
[]
[null,2160585,"Yonos MAXO-D 32/0,5-7 PN6/10","1 Pump","Yonos MAXO-D",{"$f":"VLOOKUP(B10,'Wilo Price List'!B:H,5,FALSE)","v":{"v":1887,"d":"£1,887"}},"PG02",220]
[null,2120663,"Yonos MAXO-D 32/0,5-11 PN6/10","1 Pump","Yonos MAXO-D",{"$f":"VLOOKUP(B11,'Wilo Price List'!B:H,5,FALSE)","v":{"v":2265,"d":"£2,265"}},"PG02",220]
[]
[null,2120664,"Yonos MAXO-D 40/0,5-8 PN6/10","1 Pump","Yonos MAXO-D",{"$f":"VLOOKUP(B13,'Wilo Price List'!B:H,5,FALSE)","v":{"v":2364,"d":"£2,364"}},"PG02",220]
[null,2120665,"Yonos MAXO-D 40/0,5-12 PN6/10","1 Pump","Yonos MAXO-D",{"$f":"VLOOKUP(B14,'Wilo Price List'!B:H,5,FALSE)","v":{"v":3199,"d":"£3,199"}},"PG02",250]
[null,2120666,"Yonos MAXO-D 40/0,5-16 PN6/10","1 Pump","Yonos MAXO-D",{"$f":"VLOOKUP(B15,'Wilo Price List'!B:H,5,FALSE)","v":{"v":5456,"d":"£5,456"}},"PG02",250]
[]
[null,2120667,"Yonos MAXO-D 50/0,5-9 PN6/10","1 Pump","Yonos MAXO-D",{"$f":"VLOOKUP(B17,'Wilo Price List'!B:H,5,FALSE)","v":{"v":3625,"d":"£3,625"}},"PG02",280]
[null,2120668,"Yonos MAXO-D 50/0,5-12 PN6/10","1 Pump","Yonos MAXO-D",{"$f":"VLOOKUP(B18,'Wilo Price List'!B:H,5,FALSE)","v":{"v":4322,"d":"£4,322"}},"PG02",280]
[null,2120669,"Yonos MAXO-D 50/0,5-16 PN6/10","1 Pump","Yonos MAXO-D",{"$f":"VLOOKUP(B19,'Wilo Price List'!B:H,5,FALSE)","v":{"v":5754,"d":"£5,754"}},"PG02",340]
[]
[null,2120670,"Yonos MAXO-D 65/0,5-12 PN6/10","1 Pump","Yonos MAXO-D",{"$f":"VLOOKUP(B21,'Wilo Price List'!B:H,5,FALSE)","v":{"v":5529,"d":"£5,529"}},"PG02",340]
[null,2120671,"Yonos MAXO-D 65/0,5-16 PN6/10","1 Pump","Yonos MAXO-D",{"$f":"VLOOKUP(B22,'Wilo Price List'!B:H,5,FALSE)","v":{"v":5982,"d":"£5,982"}},"PG02",340]
[]
[null,2163261,"Yonos MAXO-D 80/0,5-6 PN10","1 Pump","Yonos MAXO-D",{"$f":"VLOOKUP(B24,'Wilo Price List'!B:H,5,FALSE)","v":{"v":6633,"d":"£6,633"}},"PG02",360]
[null,2163260,"Yonos MAXO-D 80/0,5-6 PN6","1 Pump","Yonos MAXO-D",{"$f":"VLOOKUP(B25,'Wilo Price List'!B:H,5,FALSE)","v":{"v":5972,"d":"£5,972"}},"PG02",360]
[null,2120673,"Yonos MAXO-D 80/0,5-12 PN10","1 Pump","Yonos MAXO-D",{"$f":"VLOOKUP(B26,'Wilo Price List'!B:H,5,FALSE)","v":{"v":6862,"d":"£6,862"}},"PG02",360]
[null,2120672,"Yonos MAXO-D 80/0,5-12 PN6","1 Pump","Yonos MAXO-D",{"$f":"VLOOKUP(B27,'Wilo Price List'!B:H,5,FALSE)","v":{"v":6176,"d":"£6,176"}},"PG02",360]
[]
[null,2210108,"Connect Module Yonos MAXO","Accessory","Connect Modul Yonos Maxo",{"$f":"VLOOKUP(B29,'Wilo Price List'!B:H,5,FALSE)","v":{"v":278,"d":"£278"}},"PG14"]

{"sheet":"Yonos Maxo Z","index":7,"n_rows":20,"n_cols":10,"rows_kept":20,"merged":[[1,1,2,7],[1,9,2,10],[5,1,5,7]]}
[]
[null,"Yonos Maxo Z",{"$nulls":7},"Home"]
[]
[]
[null,"Article No. \n(or variant)","Article description","Type \n(Pump / Accessory / Spare Part / Addon / Service)","Product range","List Price","Price group","Port to Port (MM)"]
[null,"Yonos Maxo Z"]
[null,2175539,"Yonos MAXO-Z 25/0,5-10 PN10","1 Pump","Yonos MAXO-Z",{"$f":"VLOOKUP(B7,'Wilo Price List'!B:H,5,FALSE)","v":{"v":1610,"d":"£1,610"}},"PG02",180]
[null,2175538,"Yonos MAXO-Z 25/0,5-7 PN10","1 Pump","Yonos MAXO-Z",{"$f":"VLOOKUP(B8,'Wilo Price List'!B:H,5,FALSE)","v":{"v":1209,"d":"£1,209"}},"PG02",180]
[]
[null,2175541,"Yonos MAXO-Z 30/0,5-12 PN10","1 Pump","Yonos MAXO-Z",{"$f":"VLOOKUP(B10,'Wilo Price List'!B:H,5,FALSE)","v":{"v":1940,"d":"£1,940"}},"PG02",180]
[null,2175540,"Yonos MAXO-Z 30/0,5-7 PN10","1 Pump","Yonos MAXO-Z",{"$f":"VLOOKUP(B11,'Wilo Price List'!B:H,5,FALSE)","v":{"v":1362,"d":"£1,362"}},"PG02",180]
[]
[null,2175543,"Yonos MAXO-Z 40/0,5-12 PN6/10","1 Pump","Yonos MAXO-Z",{"$f":"VLOOKUP(B13,'Wilo Price List'!B:H,5,FALSE)","v":{"v":2765,"d":"£2,765"}},"PG02",250]
[null,2175542,"Yonos MAXO-Z 40/0,5-8 PN6/10","1 Pump","Yonos MAXO-Z",{"$f":"VLOOKUP(B14,'Wilo Price List'!B:H,5,FALSE)","v":{"v":2600,"d":"£2,600"}},"PG02",220]
[]
[null,2175544,"Yonos MAXO-Z 50/0,5-9 PN6/10","1 Pump","Yonos MAXO-Z",{"$f":"VLOOKUP(B16,'Wilo Price List'!B:H,5,FALSE)","v":{"v":3383,"d":"£3,383"}},"PG02",280]
[]
[null,2175545,"Yonos MAXO-Z 65/0,5-12 PN6/10","1 Pump","Yonos MAXO-Z",{"$f":"VLOOKUP(B18,'Wilo Price List'!B:H,5,FALSE)","v":{"v":6977,"d":"£6,977"}},"PG02",340]
[]
[null,2210108,"Connect Modul Yonos MAXO","Accessory","Connect Modul Yonos Maxo",{"$f":"VLOOKUP(B20,'Wilo Price List'!B:H,5,FALSE)","v":{"v":278,"d":"£278"}},"PG14"]

{"sheet":"Stratos Maxo","index":8,"n_rows":96,"n_cols":7,"rows_kept":96,"merged":[[1,1,2,4],[1,6,2,7],[5,1,5,4],[54,1,54,4]]}
[]
[null,"Stratos Maxo",{"$nulls":4},"Home"]
[]
[]
[null,"R7 Alternative","Article description","List Price","Price group"]
[null,"Stratos Maxo R7"]
[null,2217895,"Stratos MAXO 25/0,5-10 PN10-R7",{"$f":"VLOOKUP(B7,'Wilo Price List'!B:G,5,FALSE)","v":{"v":1053,"d":"£1,053"}},"PG17"]
[null,2217896,"Stratos MAXO 25/0,5-12 PN10-R7",{"$f":"VLOOKUP(B8,'Wilo Price List'!B:G,5,FALSE)","v":{"v":1183,"d":"£1,183"}},"PG17"]
[null,2217892,"Stratos MAXO 25/0,5-4 PN10-R7 ",{"$f":"VLOOKUP(B9,'Wilo Price List'!B:G,5,FALSE)","v":{"v":701,"d":"£701"}},"PG17"]
[null,2217893,"Stratos MAXO 25/0,5-6 PN10-R7 ",{"$f":"VLOOKUP(B10,'Wilo Price List'!B:G,5,FALSE)","v":{"v":833,"d":"£833"}},"PG17"]
[null,2217894,"Stratos MAXO 25/0,5-8 PN10-R7 ",{"$f":"VLOOKUP(B11,'Wilo Price List'!B:G,5,FALSE)","v":{"v":948,"d":"£948"}},"PG17"]
[]
[null,2217900,"Stratos MAXO 30/0,5-10 PN10-R7",{"$f":"VLOOKUP(B13,'Wilo Price List'!B:G,5,FALSE)","v":{"v":1345,"d":"£1,345"}},"PG17"]
[null,2217901,"Stratos MAXO 30/0,5-12 PN10-R7",{"$f":"VLOOKUP(B14,'Wilo Price List'!B:G,5,FALSE)","v":{"v":2102,"d":"£2,102"}},"PG17"]
[null,2217902,"Stratos MAXO 30/0,5-14 PN10-R7",{"$f":"VLOOKUP(B15,'Wilo Price List'!B:G,5,FALSE)","v":{"v":2537,"d":"£2,537"}},"PG17"]
[null,2217897,"Stratos MAXO 30/0,5-4 PN10-R7 ",{"$f":"VLOOKUP(B16,'Wilo Price List'!B:G,5,FALSE)","v":{"v":861,"d":"£861"}},"PG17"]
[null,2217898,"Stratos MAXO 30/0,5-6 PN10-R7 ",{"$f":"VLOOKUP(B17,'Wilo Price List'!B:G,5,FALSE)","v":{"v":1009,"d":"£1,009"}},"PG17"]
[null,2217899,"Stratos MAXO 30/0,5-8 PN10-R7 ",{"$f":"VLOOKUP(B18,'Wilo Price List'!B:G,5,FALSE)","v":{"v":1168,"d":"£1,168"}},"PG17"]
[]
[null,2217946,"Stratos MAXO 32/0,5-10 PN6/10-R7",{"$f":"VLOOKUP(B20,'Wilo Price List'!B:G,5,FALSE)","v":{"v":1345,"d":"£1,345"}},"PG17"]
[null,2217947,"Stratos MAXO 32/0,5-12 PN6/10-R7        ",{"$f":"VLOOKUP(B21,'Wilo Price List'!B:G,5,FALSE)","v":{"v":2102,"d":"£2,102"}},"PG17"]
[null,2217948,"Stratos MAXO 32/0,5-16 PN6/10-R7        ",{"$f":"VLOOKUP(B22,'Wilo Price List'!B:G,5,FALSE)","v":{"v":2967,"d":"£2,967"}},"PG17"]
[null,2217945,"Stratos MAXO 32/0,5-8 PN6/10-R7",{"$f":"VLOOKUP(B23,'Wilo Price List'!B:G,5,FALSE)","v":{"v":1168,"d":"£1,168"}},"PG17"]
[]
[null,2217951,"Stratos MAXO 40/0,5-12 PN6/10-R7        ",{"$f":"VLOOKUP(B25,'Wilo Price List'!B:G,5,FALSE)","v":{"v":2192,"d":"£2,192"}},"PG17"]
[null,2217952,"Stratos MAXO 40/0,5-16 PN6/10-R7        ",{"$f":"VLOOKUP(B26,'Wilo Price List'!B:G,5,FALSE)","v":{"v":2599,"d":"£2,599"}},"PG17"]
[null,2217949,"Stratos MAXO 40/0,5-4 PN6/10-R7       ",{"$f":"VLOOKUP(B27,'Wilo Price List'!B:G,5,FALSE)","v":{"v":1183,"d":"£1,183"}},"PG17"]
[null,2217950,"Stratos MAXO 40/0,5-8 PN6/10-R7         ",{"$f":"VLOOKUP(B28,'Wilo Price List'!B:G,5,FALSE)","v":{"v":1739,"d":"£1,739"}},"PG17"]
[null,2222240,"Stratos MAXO 40/0,5-10 PN6/10-R7",{"$f":"VLOOKUP(B29,'Wilo Price List'!B:G,5,FALSE)","v":{"v":1783,"d":"£1,783"}},"PG17"]
[]
[null,2217956,"Stratos MAXO 50/0,5-12 PN6/10-R7        ",{"$f":"VLOOKUP(B31,'Wilo Price List'!B:G,5,FALSE)","v":{"v":3360,"d":"£3,360"}},"PG17"]
[null,2217957,"Stratos MAXO 50/0,5-14 PN6/10-R7        ",{"$f":"VLOOKUP(B32,'Wilo Price List'!B:G,5,FALSE)","v":{"v":3870,"d":"£3,870"}},"PG17"]
[null,2217958,"Stratos MAXO 50/0,5-16 PN6/10-R7        ",{"$f":"VLOOKUP(B33,'Wilo Price List'!B:G,5,FALSE)","v":{"v":4540,"d":"£4,540"}},"PG17"]
[null,2217953,"Stratos MAXO 50/0,5-6 PN6/10-R7         ",{"$f":"VLOOKUP(B34,'Wilo Price List'!B:G,5,FALSE)","v":{"v":2731,"d":"£2,731"}},"PG17"]
[null,2217954,"Stratos MAXO 50/0,5-8 PN6/10-R7",{"$f":"VLOOKUP(B35,'Wilo Price List'!B:G,5,FALSE)","v":{"v":3075,"d":"£3,075"}},"PG17"]
[null,2217955,"Stratos MAXO 50/0,5-9 PN6/10-R7",{"$f":"VLOOKUP(B36,'Wilo Price List'!B:G,5,FALSE)","v":{"v":3183,"d":"£3,183"}},"PG17"]
[null,2222245,"Stratos MAXO 50/0,5-10 PN6/10-R7",{"$f":"VLOOKUP(B37,'Wilo Price List'!B:G,5,FALSE)","v":{"v":2341,"d":"£2,341"}},"PG17"]
[]
[null,2217961,"Stratos MAXO 65/0,5-12 PN6/10-R7        ",{"$f":"VLOOKUP(B39,'Wilo Price List'!B:G,5,FALSE)","v":{"v":4088,"d":"£4,088"}},"PG17"]
[null,2217962,"Stratos MAXO 65/0,5-16 PN6/10-R7        ",{"$f":"VLOOKUP(B40,'Wilo Price List'!B:G,5,FALSE)","v":{"v":4296,"d":"£4,296"}},"PG17"]
[null,2217959,"Stratos MAXO 65/0,5-6 PN6/10-R7         ",{"$f":"VLOOKUP(B41,'Wilo Price List'!B:G,5,FALSE)","v":{"v":3615,"d":"£3,615"}},"PG17"]
[null,2217960,"Stratos MAXO 65/0,5-9 PN6/10-R7         ",{"$f":"VLOOKUP(B42,'Wilo Price List'!B:G,5,FALSE)","v":{"v":3812,"d":"£3,812"}},"PG17"]
[]
[null,2217966,"Stratos MAXO 80/0,5-12 PN10-R7",{"$f":"VLOOKUP(B44,'Wilo Price List'!B:G,5,FALSE)","v":{"v":5248,"d":"£5,248"}},"PG17"]
[null,2217965,"Stratos MAXO 80/0,5-12 PN6-R7 ",{"$f":"VLOOKUP(B45,'Wilo Price List'!B:G,5,FALSE)","v":{"v":4621,"d":"£4,621"}},"PG17"]
[null,2217968,"Stratos MAXO 80/0,5-16 PN10-R7",{"$f":"VLOOKUP(B46,'Wilo Price List'!B:G,5,FALSE)","v":{"v":7648,"d":"£7,648"}},"PG17"]
[null,2217967,"Stratos MAXO 80/0,5-16 PN6-R7 ",{"$f":"VLOOKUP(B47,'Wilo Price List'!B:G,5,FALSE)","v":{"v":7336,"d":"£7,336"}},"PG17"]
[null,2217964,"Stratos MAXO 80/0,5-6 PN10-R7 ",{"$f":"VLOOKUP(B48,'Wilo Price List'!B:G,5,FALSE)","v":{"v":4352,"d":"£4,352"}},"PG17"]
[null,2217963,"Stratos MAXO 80/0,5-6 PN6-R7  ",{"$f":"VLOOKUP(B49,'Wilo Price List'!B:G,5,FALSE)","v":{"v":3830,"d":"£3,830"}},"PG17"]
[]
[null,2217972,"Stratos MAXO 100/0,5-12 PN10-R7         ",{"$f":"VLOOKUP(B51,'Wilo Price List'!B:G,5,FALSE)","v":{"v":6206,"d":"£6,206"}},"PG17"]
[null,2217971,"Stratos MAXO 100/0,5-12 PN6-R7",{"$f":"VLOOKUP(B52,'Wilo Price List'!B:G,5,FALSE)","v":{"v":5464,"d":"£5,464"}},"PG17"]
[null,2217970,"Stratos MAXO 100/0,5-6 PN10-R7",{"$f":"VLOOKUP(B53,'Wilo Price List'!B:G,5,FALSE)","v":{"v":4642,"d":"£4,642"}},"PG17"]
[null,2217969,"Stratos MAXO 100/0,5-6 PN6-R7 ",{"$f":"VLOOKUP(B54,'Wilo Price List'!B:G,5,FALSE)","v":{"v":4088,"d":"£4,088"}},"PG17"]
[null,"Stratos Maxo PN16"]
[null,2186258,"Stratos MAXO 25/0,5-10 PN16",{"$f":"VLOOKUP(B56,'Wilo Price List'!B:H,5,FALSE)","v":{"v":1545,"d":"£1,545"}},"PG17"]
[null,2186259,"Stratos MAXO 25/0,5-12 PN16",{"$f":"VLOOKUP(B57,'Wilo Price List'!B:H,5,FALSE)","v":{"v":1739,"d":"£1,739"}},"PG17"]
[null,2186255,"Stratos MAXO 25/0,5-4 PN16",{"$f":"VLOOKUP(B58,'Wilo Price List'!B:H,5,FALSE)","v":{"v":1031,"d":"£1,031"}},"PG17"]
[null,2186256,"Stratos MAXO 25/0,5-6 PN16",{"$f":"VLOOKUP(B59,'Wilo Price List'!B:H,5,FALSE)","v":{"v":1224,"d":"£1,224"}},"PG17"]
[null,2186257,"Stratos MAXO 25/0,5-8 PN16",{"$f":"VLOOKUP(B60,'Wilo Price List'!B:H,5,FALSE)","v":{"v":1394,"d":"£1,394"}},"PG17"]
[]
[null,2186263,"Stratos MAXO 30/0,5-10 PN16",{"$f":"VLOOKUP(B62,'Wilo Price List'!B:H,5,FALSE)","v":{"v":1974,"d":"£1,974"}},"PG17"]
[null,2186264,"Stratos MAXO 30/0,5-12 PN16",{"$f":"VLOOKUP(B63,'Wilo Price List'!B:H,5,FALSE)","v":{"v":3091,"d":"£3,091"}},"PG17"]
[null,2186265,"Stratos MAXO 30/0,5-14 PN16",{"$f":"VLOOKUP(B64,'Wilo Price List'!B:H,5,FALSE)","v":{"v":3731,"d":"£3,731"}},"PG17"]
[null,2186260,"Stratos MAXO 30/0,5-4 PN16",{"$f":"VLOOKUP(B65,'Wilo Price List'!B:H,5,FALSE)","v":{"v":977,"d":"£977"}},"PG17"]
[null,2186261,"Stratos MAXO 30/0,5-6 PN16",{"$f":"VLOOKUP(B66,'Wilo Price List'!B:H,5,FALSE)","v":{"v":1480,"d":"£1,480"}},"PG17"]
[null,2186262,"Stratos MAXO 30/0,5-8 PN16",{"$f":"VLOOKUP(B67,'Wilo Price List'!B:H,5,FALSE)","v":{"v":1717,"d":"£1,717"}},"PG17"]
[]
[null,2186267,"Stratos MAXO 32/0,5-10 PN16",{"$f":"VLOOKUP(B69,'Wilo Price List'!B:H,5,FALSE)","v":{"v":1974,"d":"£1,974"}},"PG17"]
[null,2186268,"Stratos MAXO 32/0,5-12 PN16",{"$f":"VLOOKUP(B70,'Wilo Price List'!B:H,5,FALSE)","v":{"v":3091,"d":"£3,091"}},"PG17"]
[null,2186269,"Stratos MAXO 32/0,5-16 PN16",{"$f":"VLOOKUP(B71,'Wilo Price List'!B:H,5,FALSE)","v":{"v":3657,"d":"£3,657"}},"PG17"]
[null,2186266,"Stratos MAXO 32/0,5-8 PN16",{"$f":"VLOOKUP(B72,'Wilo Price List'!B:H,5,FALSE)","v":{"v":1717,"d":"£1,717"}},"PG17"]
[]
[null,2186272,"Stratos MAXO 40/0,5-12 PN16",{"$f":"VLOOKUP(B74,'Wilo Price List'!B:H,5,FALSE)","v":{"v":2489,"d":"£2,489"}},"PG17"]
[null,2186273,"Stratos MAXO 40/0,5-16 PN16",{"$f":"VLOOKUP(B75,'Wilo Price List'!B:H,5,FALSE)","v":{"v":3822,"d":"£3,822"}},"PG17"]
[null,2186270,"Stratos MAXO 40/0,5-4 PN16",{"$f":"VLOOKUP(B76,'Wilo Price List'!B:H,5,FALSE)","v":{"v":1739,"d":"£1,739"}},"PG17"]
[null,2186271,"Stratos MAXO 40/0,5-8 PN16",{"$f":"VLOOKUP(B77,'Wilo Price List'!B:H,5,FALSE)","v":{"v":2558,"d":"£2,558"}},"PG17"]
[]
[null,2186277,"Stratos MAXO 50/0,5-12 PN16",{"$f":"VLOOKUP(B79,'Wilo Price List'!B:H,5,FALSE)","v":{"v":4786,"d":"£4,786"}},"PG17"]
[null,2186278,"Stratos MAXO 50/0,5-14 PN16",{"$f":"VLOOKUP(B80,'Wilo Price List'!B:H,5,FALSE)","v":{"v":5680,"d":"£5,680"}},"PG17"]
[null,2186279,"Stratos MAXO 50/0,5-16 PN16",{"$f":"VLOOKUP(B81,'Wilo Price List'!B:H,5,FALSE)","v":{"v":6229,"d":"£6,229"}},"PG17"]
[null,2186274,"Stratos MAXO 50/0,5-6 PN16",{"$f":"VLOOKUP(B82,'Wilo Price List'!B:H,5,FALSE)","v":{"v":3664,"d":"£3,664"}},"PG17"]
[null,2186275,"Stratos MAXO 50/0,5-8 PN16",{"$f":"VLOOKUP(B83,'Wilo Price List'!B:H,5,FALSE)","v":{"v":4099,"d":"£4,099"}},"PG17"]
[null,2186276,"Stratos MAXO 50/0,5-9 PN16",{"$f":"VLOOKUP(B84,'Wilo Price List'!B:H,5,FALSE)","v":{"v":4533,"d":"£4,533"}},"PG17"]
[]
[null,2186282,"Stratos MAXO 65/0,5-12 PN16",{"$f":"VLOOKUP(B86,'Wilo Price List'!B:H,5,FALSE)","v":{"v":5431,"d":"£5,431"}},"PG17"]
[null,2186283,"Stratos MAXO 65/0,5-16 PN16",{"$f":"VLOOKUP(B87,'Wilo Price List'!B:H,5,FALSE)","v":{"v":6422,"d":"£6,422"}},"PG17"]
[null,2186280,"Stratos MAXO 65/0,5-6 PN16",{"$f":"VLOOKUP(B88,'Wilo Price List'!B:H,5,FALSE)","v":{"v":4376,"d":"£4,376"}},"PG17"]
[null,2186281,"Stratos MAXO 65/0,5-9 PN16",{"$f":"VLOOKUP(B89,'Wilo Price List'!B:H,5,FALSE)","v":{"v":4919,"d":"£4,919"}},"PG17"]
[]
[null,2186285,"Stratos MAXO 80/0,5-12 PN16",{"$f":"VLOOKUP(B91,'Wilo Price List'!B:H,5,FALSE)","v":{"v":7247,"d":"£7,247"}},"PG17"]
[null,2186286,"Stratos MAXO 80/0,5-16 PN16",{"$f":"VLOOKUP(B92,'Wilo Price List'!B:H,5,FALSE)","v":{"v":8471,"d":"£8,471"}},"PG17"]
[null,2186284,"Stratos MAXO 80/0,5-6 PN16",{"$f":"VLOOKUP(B93,'Wilo Price List'!B:H,5,FALSE)","v":{"v":5633,"d":"£5,633"}},"PG17"]
[]
[null,2186288,"Stratos MAXO 100/0,5-12 PN16",{"$f":"VLOOKUP(B95,'Wilo Price List'!B:H,5,FALSE)","v":{"v":8589,"d":"£8,589"}},"PG17"]
[null,2186287,"Stratos MAXO 100/0,5-6 PN16",{"$f":"VLOOKUP(B96,'Wilo Price List'!B:H,5,FALSE)","v":{"v":6746,"d":"£6,746"}},"PG17"]

{"sheet":"Stratos Maxo D","index":9,"n_rows":55,"n_cols":7,"rows_kept":55,"merged":[[1,1,2,4],[1,6,2,7],[5,1,5,4],[31,1,31,4]]}
[]
[null,"Stratos Maxo D",{"$nulls":4},"Home"]
[]
[]
[null,"Article No. \n(or variant)","Article description","List Price","Price group"]
[null,"Stratos Maxo D R7"]
[null,2217904,"Stratos MAXO-D 30/0,5-10 PN10-R7        ",{"$f":"VLOOKUP(B7,'Wilo Price List'!B:H,5,FALSE)","v":{"v":2578,"d":"£2,578"}},"PG17"]
[null,2217903,"Stratos MAXO-D 30/0,5-6 PN10-R7",{"$f":"VLOOKUP(B8,'Wilo Price List'!B:H,5,FALSE)","v":{"v":2343,"d":"£2,343"}},"PG17"]
[null,2217974,"Stratos MAXO-D 32/0,5-12 PN6/10-R7       ",{"v":4182,"d":"£4,182"},"PG17"]
[null,2217973,"Stratos MAXO-D 32/0,5-8 PN6/10",{"$f":"VLOOKUP(B10,'Wilo Price List'!B:H,5,FALSE)","v":{"v":2578,"d":"£2,578"}},"PG17"]
[]
[null,2217975,"Stratos MAXO-D 40/0,5-8 PN6/10-R7       ",{"$f":"VLOOKUP(B12,'Wilo Price List'!B:H,5,FALSE)","v":{"v":3690,"d":"£3,690"}},"PG17"]
[null,2217976,"Stratos MAXO-D 40/0,5-12 PN6/10-R7      ",{"$f":"VLOOKUP(B13,'Wilo Price List'!B:H,5,FALSE)","v":{"v":4909,"d":"£4,909"}},"PG17"]
[null,2217977,"Stratos MAXO-D 40/0,5-16 PN6/10-R7      ",{"$f":"VLOOKUP(B14,'Wilo Price List'!B:H,5,FALSE)","v":{"v":5538,"d":"£5,538"}},"PG17"]
[]
[null,2217978,"Stratos MAXO-D 50/0,5-6 PN6/10-R7       ",{"$f":"VLOOKUP(B16,'Wilo Price List'!B:H,5,FALSE)","v":{"v":5380,"d":"£5,380"}},"PG17"]
[null,2217979,"Stratos MAXO-D 50/0,5-8 PN6/10-R7       ",{"$f":"VLOOKUP(B17,'Wilo Price List'!B:H,5,FALSE)","v":{"v":5923,"d":"£5,923"}},"PG17"]
[null,2217980,"Stratos MAXO-D 50/0,5-9 PN6/10-R7       ",{"$f":"VLOOKUP(B18,'Wilo Price List'!B:H,5,FALSE)","v":{"v":6270,"d":"£6,270"}},"PG17"]
[null,2217981,"Stratos MAXO-D 50/0,5-12 PN6/10-R7 ",{"$f":"VLOOKUP(B19,'Wilo Price List'!B:H,5,FALSE)","v":{"v":6620,"d":"£6,620"}},"PG17"]
[null,2217982,"Stratos MAXO-D 50/0,5-16 PN6/10-R7      ",{"$f":"VLOOKUP(B20,'Wilo Price List'!B:H,5,FALSE)","v":{"v":8400,"d":"£8,400"}},"PG17"]
[]
[null,2217983,"Stratos MAXO-D 65/0,5-6 PN6/10-R7       ",{"$f":"VLOOKUP(B22,'Wilo Price List'!B:H,5,FALSE)","v":{"v":6541,"d":"£6,541"}},"PG17"]
[null,2217984,"Stratos MAXO-D 65/0,5-12 PN6/10-R7      ",{"$f":"VLOOKUP(B23,'Wilo Price List'!B:H,5,FALSE)","v":{"v":7564,"d":"£7,564"}},"PG17"]
[null,2217985,"Stratos MAXO-D 65/0,5-16 PN6/10-R7      ",{"$f":"VLOOKUP(B24,'Wilo Price List'!B:H,5,FALSE)","v":{"v":8104,"d":"£8,104"}},"PG17"]
[]
[null,2217987,"Stratos MAXO-D 80/0,5-6 PN10-R7         ",{"$f":"VLOOKUP(B26,'Wilo Price List'!B:H,5,FALSE)","v":{"v":7083,"d":"£7,083"}},"PG17"]
[null,2217986,"Stratos MAXO-D 80/0,5-6 PN6-R7",{"$f":"VLOOKUP(B27,'Wilo Price List'!B:H,5,FALSE)","v":{"v":6234,"d":"£6,234"}},"PG17"]
[null,2217989,"Stratos MAXO-D 80/0,5-12 PN10-R7        ",{"$f":"VLOOKUP(B28,'Wilo Price List'!B:H,5,FALSE)","v":{"v":9859,"d":"£9,859"}},"PG17"]
[null,2217988,"Stratos MAXO-D 80/0,5-12 PN6-R7         ",{"$f":"VLOOKUP(B29,'Wilo Price List'!B:H,5,FALSE)","v":{"v":8677,"d":"£8,677"}},"PG17"]
[null,2217990,"Stratos MAXO-D 80/0,5-16 PN6-R7         ",{"$f":"VLOOKUP(B30,'Wilo Price List'!B:H,5,FALSE)","v":{"v":13574,"d":"£13,574"}},"PG17"]
[null,2217991,"Stratos MAXO-D 80/0,5-16 PN10-R7        ",{"$f":"VLOOKUP(B31,'Wilo Price List'!B:H,5,FALSE)","v":{"v":15424,"d":"£15,424"}},"PG17"]
[null,"Stratos Maxo PN16"]
[null,2186289,"Stratos MAXO-D 30/0,5-6 PN16",{"$f":"VLOOKUP(B33,'Wilo Price List'!B:H,5,FALSE)","v":{"v":3223,"d":"£3,223"}},"PG17"]
[null,2186290,"Stratos MAXO-D 30/0,5-10 PN16",{"$f":"VLOOKUP(B34,'Wilo Price List'!B:H,5,FALSE)","v":{"v":3780,"d":"£3,780"}},"PG17"]
[]
[null,2186291,"Stratos MAXO D 32/0,5-8 PN16",{"$f":"VLOOKUP(B36,'Wilo Price List'!B:H,5,FALSE)","v":{"v":3651,"d":"£3,651"}},"PG17"]
[null,2186292,"Stratos MAXO-D 32/0,5-12 PN16",{"$f":"VLOOKUP(B37,'Wilo Price List'!B:H,5,FALSE)","v":{"v":5265,"d":"£5,265"}},"PG17"]
[]
[null,2186293,"Stratos MAXO-D 40/0,5-8 PN16",{"$f":"VLOOKUP(B39,'Wilo Price List'!B:H,5,FALSE)","v":{"v":5538,"d":"£5,538"}},"PG17"]
[null,2186294,"Stratos MAXO-D 40/0,5-12 PN16",{"$f":"VLOOKUP(B40,'Wilo Price List'!B:H,5,FALSE)","v":{"v":6416,"d":"£6,416"}},"PG17"]
[null,2186295,"Stratos MAXO-D 40/0,5-16 PN16",{"$f":"VLOOKUP(B41,'Wilo Price List'!B:H,5,FALSE)","v":{"v":8532,"d":"£8,532"}},"PG17"]
[]
[null,2186296,"Stratos MAXO-D 50/0,5-6 PN16",{"$f":"VLOOKUP(B43,'Wilo Price List'!B:H,5,FALSE)","v":{"v":6139,"d":"£6,139"}},"PG17"]
[null,2186297,"Stratos MAXO-D 50/0,5-8 PN16",{"$f":"VLOOKUP(B44,'Wilo Price List'!B:H,5,FALSE)","v":{"v":6947,"d":"£6,947"}},"PG17"]
[null,2186298,"Stratos MAXO-D 50/0,5-9 PN16",{"$f":"VLOOKUP(B45,'Wilo Price List'!B:H,5,FALSE)","v":{"v":7749,"d":"£7,749"}},"PG17"]
[null,2186299,"Stratos MAXO-D 50/0,5-12 PN16",{"$f":"VLOOKUP(B46,'Wilo Price List'!B:H,5,FALSE)","v":{"v":8218,"d":"£8,218"}},"PG17"]
[null,2186300,"Stratos MAXO-D 50/0,5-16 PN16",{"$f":"VLOOKUP(B47,'Wilo Price List'!B:H,5,FALSE)","v":{"v":10884,"d":"£10,884"}},"PG17"]
[]
[null,2186301,"Stratos MAXO-D 65/0,5-6 PN16",{"$f":"VLOOKUP(B49,'Wilo Price List'!B:H,5,FALSE)","v":{"v":7392,"d":"£7,392"}},"PG17"]
[null,2186302,"Stratos MAXO-D 65/0,5-12 PN16",{"$f":"VLOOKUP(B50,'Wilo Price List'!B:H,5,FALSE)","v":{"v":9346,"d":"£9,346"}},"PG17"]
[null,2186303,"Stratos MAXO-D 65/0,5-16 PN16",{"$f":"VLOOKUP(B51,'Wilo Price List'!B:H,5,FALSE)","v":{"v":11182,"d":"£11,182"}},"PG17"]
[]
[null,2186304,"Stratos MAXO-D 80/0,5-6 PN16",{"$f":"VLOOKUP(B53,'Wilo Price List'!B:H,5,FALSE)","v":{"v":10266,"d":"£10,266"}},"PG17"]
[null,2186305,"Stratos MAXO-D 80/0,5-12 PN16",{"$f":"VLOOKUP(B54,'Wilo Price List'!B:H,5,FALSE)","v":{"v":12709,"d":"£12,709"}},"PG17"]
[null,2186306,"Stratos MAXO D 80/0,5-16 PN16",{"$f":"VLOOKUP(B55,'Wilo Price List'!B:H,5,FALSE)","v":{"v":14970,"d":"£14,970"}},"PG17"]

{"sheet":"Stratos Maxo Z","index":10,"n_rows":41,"n_cols":9,"rows_kept":41,"merged":[[1,1,2,6],[1,8,2,9],[5,1,5,6],[23,1,23,6]]}
[]
[null,"Stratos Maxo Z",{"$nulls":6},"Home"]
[]
[]
[null,"Article No. \n(or variant)","Article description","Type \n(Pump / Accessory / Spare Part / Addon / Service)","Product range","List Price","Price group"]
[null,"Stratos Maxo Z"]
[null,2164668,"Stratos MAXO-Z 25/0,5-12 PN10","1 Pump","Stratos MAXO-Z",{"$f":"VLOOKUP(B7,'Wilo Price List'!B:H,5,FALSE)","v":{"v":1833,"d":"£1,833"}},"PG17"]
[null,2164666,"Stratos MAXO-Z 25/0,5-6 PN10","1 Pump","Stratos MAXO-Z",{"$f":"VLOOKUP(B8,'Wilo Price List'!B:H,5,FALSE)","v":{"v":1290,"d":"£1,290"}},"PG17"]
[null,2164667,"Stratos MAXO-Z 25/0,5-8 PN10","1 Pump","Stratos MAXO-Z",{"$f":"VLOOKUP(B9,'Wilo Price List'!B:H,5,FALSE)","v":{"v":1470,"d":"£1,470"}},"PG17"]
[]
[null,2164671,"Stratos MAXO-Z 30/0,5-12 PN10","1 Pump","Stratos MAXO-Z",{"$f":"VLOOKUP(B11,'Wilo Price List'!B:H,5,FALSE)","v":{"v":3289,"d":"£3,289"}},"PG17"]
[null,2164669,"Stratos MAXO-Z 30/0,5-6 PN10","1 Pump","Stratos MAXO-Z",{"$f":"VLOOKUP(B12,'Wilo Price List'!B:H,5,FALSE)","v":{"v":1562,"d":"£1,562"}},"PG17"]
[null,2164670,"Stratos MAXO-Z 30/0,5-8 PN10","1 Pump","Stratos MAXO-Z",{"$f":"VLOOKUP(B13,'Wilo Price List'!B:H,5,FALSE)","v":{"v":1628,"d":"£1,628"}},"PG17"]
[]
[null,2164673,"Stratos MAXO-Z 32/0,5-12 PN6/10","1 Pump","Stratos MAXO-Z",{"$f":"VLOOKUP(B15,'Wilo Price List'!B:H,5,FALSE)","v":{"v":3289,"d":"£3,289"}},"PG17"]
[null,2164672,"Stratos MAXO-Z 32/0,5-8 PN6/10","1 Pump","Stratos MAXO-Z",{"$f":"VLOOKUP(B16,'Wilo Price List'!B:H,5,FALSE)","v":{"v":1812,"d":"£1,812"}},"PG17"]
[]
[null,2164675,"Stratos MAXO-Z 40/0,5-12 PN6/10","1 Pump","Stratos MAXO-Z",{"$f":"VLOOKUP(B18,'Wilo Price List'!B:H,5,FALSE)","v":{"v":3960,"d":"£3,960"}},"PG17"]
[null,2164674,"Stratos MAXO-Z 40/0,5-8 PN6/10","1 Pump","Stratos MAXO-Z",{"$f":"VLOOKUP(B19,'Wilo Price List'!B:H,5,FALSE)","v":{"v":2694,"d":"£2,694"}},"PG17"]
[]
[null,2164676,"Stratos MAXO-Z 50/0,5-9 PN6/10","1 Pump","Stratos MAXO-Z",{"$f":"VLOOKUP(B21,'Wilo Price List'!B:H,5,FALSE)","v":{"v":4934,"d":"£4,934"}},"PG17"]
[]
[null,2164677,"Stratos MAXO-Z 65/0,5-12 PN6/10","1 Pump","Stratos MAXO-Z",{"$f":"VLOOKUP(B23,'Wilo Price List'!B:H,5,FALSE)","v":{"v":5465,"d":"£5,465"}},"PG17"]
[null,"Stratos Maxo Z PN16"]
[null,2186309,"Stratos MAXO-Z 25/0,5-12 PN16","1 Pump","Stratos MAXO-Z PN16",{"$f":"VLOOKUP(B25,'Wilo Price List'!B:H,5,FALSE)","v":{"v":3594,"d":"£3,594"}},"PG17"]
[null,2186307,"Stratos MAXO-Z 25/0,5-6 PN16","1 Pump","Stratos MAXO-Z PN16",{"$f":"VLOOKUP(B26,'Wilo Price List'!B:H,5,FALSE)","v":{"v":2565,"d":"£2,565"}},"PG17"]
[null,2186308,"Stratos MAXO-Z 25/0,5-8 PN16","1 Pump","Stratos MAXO-Z PN16",{"$f":"VLOOKUP(B27,'Wilo Price List'!B:H,5,FALSE)","v":{"v":2806,"d":"£2,806"}},"PG17"]
[]
[null,2186312,"Stratos MAXO-Z 30/0,5-12 PN16","1 Pump","Stratos MAXO-Z PN16",{"$f":"VLOOKUP(B29,'Wilo Price List'!B:H,5,FALSE)","v":{"v":4160,"d":"£4,160"}},"PG17"]
[null,2186310,"Stratos MAXO-Z 30/0,5-6 PN16","1 Pump","Stratos MAXO-Z PN16",{"$f":"VLOOKUP(B30,'Wilo Price List'!B:H,5,FALSE)","v":{"v":2871,"d":"£2,871"}},"PG17"]
[null,2186311,"Stratos MAXO-Z 30/0,5-8 PN16","1 Pump","Stratos MAXO-Z PN16",{"$f":"VLOOKUP(B31,'Wilo Price List'!B:H,5,FALSE)","v":{"v":3127,"d":"£3,127"}},"PG17"]
[]
[null,2186314,"Stratos MAXO-Z 32/0,5-12 PN16","1 Pump","Stratos MAXO-Z PN16",{"$f":"VLOOKUP(B33,'Wilo Price List'!B:H,5,FALSE)","v":{"v":4648,"d":"£4,648"}},"PG17"]
[null,2186313,"Stratos MAXO-Z 32/0,5-8 PN16","1 Pump","Stratos MAXO-Z PN16",{"$f":"VLOOKUP(B34,'Wilo Price List'!B:H,5,FALSE)","v":{"v":3250,"d":"£3,250"}},"PG17"]
[]
[null,2186316,"Stratos MAXO-Z 40/0,5-12 PN16","1 Pump","Stratos MAXO-Z PN16",{"$f":"VLOOKUP(B36,'Wilo Price List'!B:H,5,FALSE)","v":{"v":5652,"d":"£5,652"}},"PG17"]
[null,2186315,"Stratos MAXO-Z 40/0,5-8 PN16","1 Pump","Stratos MAXO-Z PN16",{"$f":"VLOOKUP(B37,'Wilo Price List'!B:H,5,FALSE)","v":{"v":4891,"d":"£4,891"}},"PG17"]
[]
[null,2186317,"Stratos MAXO-Z 50/0,5-9 PN16","1 Pump","Stratos MAXO-Z PN16",{"$f":"VLOOKUP(B39,'Wilo Price List'!B:H,5,FALSE)","v":{"v":6803,"d":"£6,803"}},"PG17"]
[]
[null,2186318,"Stratos MAXO-Z 65/0,5-12 PN16","1 Pump","Stratos MAXO-Z PN16",{"$f":"VLOOKUP(B41,'Wilo Price List'!B:H,5,FALSE)","v":{"v":8196,"d":"£8,196"}},"PG17"]

{"sheet":"IL","index":11,"n_rows":268,"n_cols":10,"rows_kept":268,"merged":[[1,1,2,7],[1,9,2,10]]}
[]
[null,"IL",{"$nulls":7},"Home"]
[]
[]
[null,"Article No. \n(or variant)","Article description","Type \n(Pump / Accessory / Spare Part / Addon / Service)","Product range","List Price","Price group","Port to Port (MM)"]
[null,2063574,"IL32/140-0,25/4","1 Pump","CronoLine-IL",{"$f":"VLOOKUP(B6,'Wilo Price List'!B:H,5,FALSE)","v":{"v":2131,"d":"£2,131"}},"PG03",320]
[null,2120862,"IL32/140-1,5/2-IE3","1 Pump","CronoLine-IL",{"$f":"VLOOKUP(B7,'Wilo Price List'!B:H,5,FALSE)","v":{"v":2310,"d":"£2,310"}},"PG03",320]
[null,2088307,"IL32/150-0,37/4","1 Pump","CronoLine-IL",{"$f":"VLOOKUP(B8,'Wilo Price List'!B:H,5,FALSE)","v":{"v":2148,"d":"£2,148"}},"PG03",320]
[null,2120863,"IL32/150-2,2/2-IE3","1 Pump","CronoLine-IL",{"$f":"VLOOKUP(B9,'Wilo Price List'!B:H,5,FALSE)","v":{"v":2368,"d":"£2,368"}},"PG03",320]
[null,2120864,"IL32/160-2,2/2-IE3","1 Pump","CronoLine-IL",{"$f":"VLOOKUP(B10,'Wilo Price List'!B:H,5,FALSE)","v":{"v":2366,"d":"£2,366"}},"PG03",320]
[null,2120865,"IL32/160-3/2-IE3","1 Pump","CronoLine-IL",{"$f":"VLOOKUP(B11,'Wilo Price List'!B:H,5,FALSE)","v":{"v":2531,"d":"£2,531"}},"PG03",320]
[null,2088306,"IL32/170-0,55/4","1 Pump","CronoLine-IL",{"$f":"VLOOKUP(B12,'Wilo Price List'!B:H,5,FALSE)","v":{"v":2396,"d":"£2,396"}},"PG03",320]
[null,2120866,"IL32/170-3/2-IE3","1 Pump","CronoLine-IL",{"$f":"VLOOKUP(B13,'Wilo Price List'!B:H,5,FALSE)","v":{"v":2528,"d":"£2,528"}},"PG03",320]
[null,2120867,"IL32/170-4/2-IE3","1 Pump","CronoLine-IL",{"$f":"VLOOKUP(B14,'Wilo Price List'!B:H,5,FALSE)","v":{"v":2695,"d":"£2,695"}},"PG03",320]
[]
[null,2088320,"IL40/140-0,25/4","1 Pump","CronoLine-IL",{"$f":"VLOOKUP(B16,'Wilo Price List'!B:H,5,FALSE)","v":{"v":2124,"d":"£2,124"}},"PG03",340]
[null,2120868,"IL40/140-2,2/2-IE3","1 Pump","CronoLine-IL",{"$f":"VLOOKUP(B17,'Wilo Price List'!B:H,5,FALSE)","v":{"v":2359,"d":"£2,359"}},"PG03",340]
[null,2088318,"IL40/150-0,37/4","1 Pump","CronoLine-IL",{"$f":"VLOOKUP(B18,'Wilo Price List'!B:H,5,FALSE)","v":{"v":2150,"d":"£2,150"}},"PG03",340]
[null,2120869,"IL40/150-3/2-IE3","1 Pump","CronoLine-IL",{"$f":"VLOOKUP(B19,'Wilo Price List'!B:H,5,FALSE)","v":{"v":2532,"d":"£2,532"}},"PG03",340]
[null,2088316,"IL40/160-0,55/4","1 Pump","CronoLine-IL",{"$f":"VLOOKUP(B20,'Wilo Price List'!B:H,5,FALSE)","v":{"v":2405,"d":"£2,405"}},"PG03",340]
[null,2120870,"IL40/160-4/2-IE3","1 Pump","CronoLine-IL",{"$f":"VLOOKUP(B21,'Wilo Price List'!B:H,5,FALSE)","v":{"v":2705,"d":"£2,705"}},"PG03",340]
[null,2120750,"IL40/170-0,75/4-IE3","1 Pump","CronoLine-IL",{"$f":"VLOOKUP(B22,'Wilo Price List'!B:H,5,FALSE)","v":{"v":2697,"d":"£2,697"}},"PG03",340]
[null,2120871,"IL40/170-5,5/2-IE3","1 Pump","CronoLine-IL",{"$f":"VLOOKUP(B23,'Wilo Price List'!B:H,5,FALSE)","v":{"v":3420,"d":"£3,420"}},"PG03",340]
[null,2120872,"IL40/200-7,5/2-IE3","1 Pump","CronoLine-IL",{"$f":"VLOOKUP(B24,'Wilo Price List'!B:H,5,FALSE)","v":{"v":3660,"d":"£3,660"}},"PG03",440]
[null,2120751,"IL40/210-1,1/4-IE3","1 Pump","CronoLine-IL",{"$f":"VLOOKUP(B25,'Wilo Price List'!B:H,5,FALSE)","v":{"v":2613,"d":"£2,613"}},"PG03",440]
[null,2120752,"IL40/220-1,5/4-IE3","1 Pump","CronoLine-IL",{"$f":"VLOOKUP(B26,'Wilo Price List'!B:H,5,FALSE)","v":{"v":2657,"d":"£2,657"}},"PG03",440]
[null,2120873,"IL40/220-11/2-IE3","1 Pump","CronoLine-IL",{"$f":"VLOOKUP(B27,'Wilo Price List'!B:H,5,FALSE)","v":{"v":4636,"d":"£4,636"}},"PG03",440]
[]
[null,2120874,"IL50/110-1,5/2-IE3","1 Pump","CronoLine-IL",{"$f":"VLOOKUP(B29,'Wilo Price List'!B:H,5,FALSE)","v":{"v":2299,"d":"£2,299"}},"PG03",340]
[null,2120875,"IL50/120-2,2/2-IE3","1 Pump","CronoLine-IL",{"$f":"VLOOKUP(B30,'Wilo Price List'!B:H,5,FALSE)","v":{"v":2379,"d":"£2,379"}},"PG03",340]
[null,2120876,"IL50/130-3/2-IE3","1 Pump","CronoLine-IL",{"$f":"VLOOKUP(B31,'Wilo Price List'!B:H,5,FALSE)","v":{"v":2618,"d":"£2,618"}},"PG03",340]
[null,2120877,"IL50/140-3/2-IE3","1 Pump","CronoLine-IL",{"$f":"VLOOKUP(B32,'Wilo Price List'!B:H,5,FALSE)","v":{"v":2587,"d":"£2,587"}},"PG03",340]
[null,2120878,"IL50/140-4/2-IE3","1 Pump","CronoLine-IL",{"$f":"VLOOKUP(B33,'Wilo Price List'!B:H,5,FALSE)","v":{"v":2760,"d":"£2,760"}},"PG03",340]
[null,2120753,"IL50/160-0,75/4-IE3","1 Pump","CronoLine-IL",{"$f":"VLOOKUP(B34,'Wilo Price List'!B:H,5,FALSE)","v":{"v":2675,"d":"£2,675"}},"PG03",340]
[null,2120879,"IL50/160-5,5/2-IE3","1 Pump","CronoLine-IL",{"$f":"VLOOKUP(B35,'Wilo Price List'!B:H,5,FALSE)","v":{"v":3496,"d":"£3,496"}},"PG03",340]
[null,2120754,"IL50/170-1,1/4-IE3","1 Pump","CronoLine-IL",{"$f":"VLOOKUP(B36,'Wilo Price List'!B:H,5,FALSE)","v":{"v":2291,"d":"£2,291"}},"PG03",340]
[null,2120880,"IL50/170-5,5/2-IE3","1 Pump","CronoLine-IL",{"$f":"VLOOKUP(B37,'Wilo Price List'!B:H,5,FALSE)","v":{"v":3424,"d":"£3,424"}},"PG03",340]
[null,2120881,"IL50/170-7,5/2-IE3","1 Pump","CronoLine-IL",{"$f":"VLOOKUP(B38,'Wilo Price List'!B:H,5,FALSE)","v":{"v":3576,"d":"£3,576"}},"PG03",340]
[null,2120882,"IL50/180-7,5/2-IE3","1 Pump","CronoLine-IL",{"$f":"VLOOKUP(B39,'Wilo Price List'!B:H,5,FALSE)","v":{"v":3801,"d":"£3,801"}},"PG03",440]
[null,2120755,"IL50/200-1,5/4-IE3","1 Pump","CronoLine-IL",{"$f":"VLOOKUP(B40,'Wilo Price List'!B:H,5,FALSE)","v":{"v":2777,"d":"£2,777"}},"PG03",440]
[null,2120883,"IL50/210-11/2-IE3","1 Pump","CronoLine-IL",{"$f":"VLOOKUP(B41,'Wilo Price List'!B:H,5,FALSE)","v":{"v":4741,"d":"£4,741"}},"PG03",440]
[null,2120884,"IL50/220-11/2-IE3","1 Pump","CronoLine-IL",{"$f":"VLOOKUP(B42,'Wilo Price List'!B:H,5,FALSE)","v":{"v":4750,"d":"£4,750"}},"PG03",440]
[null,2120885,"IL50/220-15/2-IE3","1 Pump","CronoLine-IL",{"$f":"VLOOKUP(B43,'Wilo Price List'!B:H,5,FALSE)","v":{"v":4932,"d":"£4,932"}},"PG03",440]
[null,2120756,"IL50/220-2,2/4-IE3","1 Pump","CronoLine-IL",{"$f":"VLOOKUP(B44,'Wilo Price List'!B:H,5,FALSE)","v":{"v":3078,"d":"£3,078"}},"PG03",440]
[null,2120886,"IL50/250-18,5/2-IE3","1 Pump","CronoLine-IL",{"$f":"VLOOKUP(B45,'Wilo Price List'!B:H,5,FALSE)","v":{"v":5926,"d":"£5,926"}},"PG03",440]
[null,2120887,"IL50/250-22/2-IE3","1 Pump","CronoLine-IL",{"$f":"VLOOKUP(B46,'Wilo Price List'!B:H,5,FALSE)","v":{"v":6838,"d":"£6,838"}},"PG03",440]
[null,2120757,"IL50/260-3/4-IE3","1 Pump","CronoLine-IL",{"$f":"VLOOKUP(B47,'Wilo Price List'!B:H,5,FALSE)","v":{"v":3390,"d":"£3,390"}},"PG03",440]
[null,2120888,"IL50/270-22/2-IE3","1 Pump","CronoLine-IL",{"$f":"VLOOKUP(B48,'Wilo Price List'!B:H,5,FALSE)","v":{"v":6838,"d":"£6,838"}},"PG03",440]
[null,2120758,"IL50/270-3/4-IE3","1 Pump","CronoLine-IL",{"$f":"VLOOKUP(B49,'Wilo Price List'!B:H,5,FALSE)","v":{"v":3388,"d":"£3,388"}},"PG03",440]
[null,2120889,"IL50/270-30/2-IE3","1 Pump","CronoLine-IL",{"$f":"VLOOKUP(B50,'Wilo Price List'!B:H,5,FALSE)","v":{"v":7300,"d":"£7,300"}},"PG03",440]
[null,2120759,"IL50/270-4/4-IE3","1 Pump","CronoLine-IL",{"$f":"VLOOKUP(B51,'Wilo Price List'!B:H,5,FALSE)","v":{"v":3494,"d":"£3,494"}},"PG03",440]
[]
[null,2120890,"IL65/110-3/2-IE3","1 Pump","CronoLine-IL",{"$f":"VLOOKUP(B53,'Wilo Price List'!B:H,5,FALSE)","v":{"v":2707,"d":"£2,707"}},"PG03",340]
[null,2139459,"IL65/120-0,55/4","1 Pump","CronoLine-IL",{"$f":"VLOOKUP(B54,'Wilo Price List'!B:H,5,FALSE)","v":{"v":2423,"d":"£2,423"}},"PG03",340]
[null,2120891,"IL65/120-3/2-IE3","1 Pump","CronoLine-IL",{"$f":"VLOOKUP(B55,'Wilo Price List'!B:H,5,FALSE)","v":{"v":2695,"d":"£2,695"}},"PG03",340]
[null,2120892,"IL65/120-4/2-IE3","1 Pump","CronoLine-IL",{"$f":"VLOOKUP(B56,'Wilo Price List'!B:H,5,FALSE)","v":{"v":2860,"d":"£2,860"}},"PG03",340]
[null,2142041,"IL65/130-0,75/4-IE3","1 Pump","CronoLine-IL",{"$f":"VLOOKUP(B57,'Wilo Price List'!B:H,5,FALSE)","v":{"v":2716,"d":"£2,716"}},"PG03",340]
[null,2120893,"IL65/130-4/2-IE3","1 Pump","CronoLine-IL",{"$f":"VLOOKUP(B58,'Wilo Price List'!B:H,5,FALSE)","v":{"v":2844,"d":"£2,844"}},"PG03",340]
[null,2120894,"IL65/130-5,5/2-IE3","1 Pump","CronoLine-IL",{"$f":"VLOOKUP(B59,'Wilo Price List'!B:H,5,FALSE)","v":{"v":3311,"d":"£3,311"}},"PG03",340]
[null,2142042,"IL65/140-1,1/4-IE3","1 Pump","CronoLine-IL",{"$f":"VLOOKUP(B60,'Wilo Price List'!B:H,5,FALSE)","v":{"v":2360,"d":"£2,360"}},"PG03",340]
[null,2120895,"IL65/140-5,5/2-IE3","1 Pump","CronoLine-IL",{"$f":"VLOOKUP(B61,'Wilo Price List'!B:H,5,FALSE)","v":{"v":3286,"d":"£3,286"}},"PG03",340]
[null,2120896,"IL65/140-7,5/2-IE3","1 Pump","CronoLine-IL",{"$f":"VLOOKUP(B62,'Wilo Price List'!B:H,5,FALSE)","v":{"v":3439,"d":"£3,439"}},"PG03",340]
[null,2120760,"IL65/150-0,75/4-IE3","1 Pump","CronoLine-IL",{"$f":"VLOOKUP(B63,'Wilo Price List'!B:H,5,FALSE)","v":{"v":3113,"d":"£3,113"}},"PG03",430]
[null,2120897,"IL65/150-5,5/2-IE3","1 Pump","CronoLine-IL",{"$f":"VLOOKUP(B64,'Wilo Price List'!B:H,5,FALSE)","v":{"v":3865,"d":"£3,865"}},"PG03",430]
[null,2120761,"IL65/160-1,1/4-IE3","1 Pump","CronoLine-IL",{"$f":"VLOOKUP(B65,'Wilo Price List'!B:H,5,FALSE)","v":{"v":2771,"d":"£2,771"}},"PG03",430]
[null,2120898,"IL65/160-5,5/2-IE3","1 Pump","CronoLine-IL",{"$f":"VLOOKUP(B66,'Wilo Price List'!B:H,5,FALSE)","v":{"v":3866,"d":"£3,866"}},"PG03",430]
[null,2120899,"IL65/160-7,5/2-IE3","1 Pump","CronoLine-IL",{"$f":"VLOOKUP(B67,'Wilo Price List'!B:H,5,FALSE)","v":{"v":4020,"d":"£4,020"}},"PG03",430]
[null,2120762,"IL65/170-1,1/4-IE3","1 Pump","CronoLine-IL",{"$f":"VLOOKUP(B68,'Wilo Price List'!B:H,5,FALSE)","v":{"v":2790,"d":"£2,790"}},"PG03",430]
[null,2120763,"IL65/170-1,5/4-IE3","1 Pump","CronoLine-IL",{"$f":"VLOOKUP(B69,'Wilo Price List'!B:H,5,FALSE)","v":{"v":2812,"d":"£2,812"}},"PG03",430]
[null,2120900,"IL65/170-11/2-IE3","1 Pump","CronoLine-IL",{"$f":"VLOOKUP(B70,'Wilo Price List'!B:H,5,FALSE)","v":{"v":4921,"d":"£4,921"}},"PG03",430]
[null,2120901,"IL65/200-11/2-IE3","1 Pump","CronoLine-IL",{"$f":"VLOOKUP(B71,'Wilo Price List'!B:H,5,FALSE)","v":{"v":4841,"d":"£4,841"}},"PG03",475]
[null,2120902,"IL65/200-15/2-IE3","1 Pump","CronoLine-IL",{"$f":"VLOOKUP(B72,'Wilo Price List'!B:H,5,FALSE)","v":{"v":5173,"d":"£5,173"}},"PG03",475]
[null,2120903,"IL65/210-15/2-IE3","1 Pump","CronoLine-IL",{"$f":"VLOOKUP(B73,'Wilo Price List'!B:H,5,FALSE)","v":{"v":5173,"d":"£5,173"}},"PG03",475]
[null,2120904,"IL65/210-18,5/2-IE3","1 Pump","CronoLine-IL",{"$f":"VLOOKUP(B74,'Wilo Price List'!B:H,5,FALSE)","v":{"v":6159,"d":"£6,159"}},"PG03",475]
[null,2120764,"IL65/210-2,2/4-IE3","1 Pump","CronoLine-IL",{"$f":"VLOOKUP(B75,'Wilo Price List'!B:H,5,FALSE)","v":{"v":3060,"d":"£3,060"}},"PG03",475]
[null,2120905,"IL65/220-18,5/2-IE3","1 Pump","CronoLine-IL",{"$f":"VLOOKUP(B76,'Wilo Price List'!B:H,5,FALSE)","v":{"v":6159,"d":"£6,159"}},"PG03",475]
[null,2120765,"IL65/220-2,2/4-IE3","1 Pump","CronoLine-IL",{"$f":"VLOOKUP(B77,'Wilo Price List'!B:H,5,FALSE)","v":{"v":3047,"d":"£3,047"}},"PG03",475]
[null,2120906,"IL65/220-22/2-IE3","1 Pump","CronoLine-IL",{"$f":"VLOOKUP(B78,'Wilo Price List'!B:H,5,FALSE)","v":{"v":6938,"d":"£6,938"}},"PG03",475]
[null,2120766,"IL65/220-3/4-IE3","1 Pump","CronoLine-IL",{"$f":"VLOOKUP(B79,'Wilo Price List'!B:H,5,FALSE)","v":{"v":3145,"d":"£3,145"}},"PG03",475]
[null,2120907,"IL65/240-30/2-IE3","1 Pump","CronoLine-IL",{"$f":"VLOOKUP(B80,'Wilo Price List'!B:H,5,FALSE)","v":{"v":8146,"d":"£8,146"}},"PG03",475]
[null,2120767,"IL65/250-3/4-IE3","1 Pump","CronoLine-IL",{"$f":"VLOOKUP(B81,'Wilo Price List'!B:H,5,FALSE)","v":{"v":3409,"d":"£3,409"}},"PG03",475]
[null,2120768,"IL65/250-4/4-IE3","1 Pump","CronoLine-IL",{"$f":"VLOOKUP(B82,'Wilo Price List'!B:H,5,FALSE)","v":{"v":3544,"d":"£3,544"}},"PG03",475]
[null,2120908,"IL65/260-30/2-IE3","1 Pump","CronoLine-IL",{"$f":"VLOOKUP(B83,'Wilo Price List'!B:H,5,FALSE)","v":{"v":8146,"d":"£8,146"}},"PG03",475]
[null,2120909,"IL65/260-37/2-IE3","1 Pump","CronoLine-IL",{"$f":"VLOOKUP(B84,'Wilo Price List'!B:H,5,FALSE)","v":{"v":9657,"d":"£9,657"}},"PG03",475]
[null,2120769,"IL65/270-4/4-IE3","1 Pump","CronoLine-IL",{"$f":"VLOOKUP(B85,'Wilo Price List'!B:H,5,FALSE)","v":{"v":3539,"d":"£3,539"}},"PG03",475]
[null,2120770,"IL65/270-5,5/4-IE3","1 Pump","CronoLine-IL",{"$f":"VLOOKUP(B86,'Wilo Price List'!B:H,5,FALSE)","v":{"v":4101,"d":"£4,101"}},"PG03",475]
[]
[null,2120910,"IL80/110-3/2-IE3","1 Pump","CronoLine-IL",{"$f":"VLOOKUP(B88,'Wilo Price List'!B:H,5,FALSE)","v":{"v":2711,"d":"£2,711"}},"PG03",400]
[null,2120911,"IL80/120-4/2-IE3","1 Pump","CronoLine-IL",{"$f":"VLOOKUP(B89,'Wilo Price List'!B:H,5,FALSE)","v":{"v":2870,"d":"£2,870"}},"PG03",400]
[null,2120912,"IL80/130-5,5/2-IE3","1 Pump","CronoLine-IL",{"$f":"VLOOKUP(B90,'Wilo Price List'!B:H,5,FALSE)","v":{"v":3345,"d":"£3,345"}},"PG03",400]
[null,2120913,"IL80/140-7,5/2-IE3","1 Pump","CronoLine-IL",{"$f":"VLOOKUP(B91,'Wilo Price List'!B:H,5,FALSE)","v":{"v":3501,"d":"£3,501"}},"PG03",400]
[null,2120771,"IL80/145-1,1/4-IE3","1 Pump","CronoLine-IL",{"$f":"VLOOKUP(B92,'Wilo Price List'!B:H,5,FALSE)","v":{"v":2881,"d":"£2,881"}},"PG03",440]
[null,2120772,"IL80/150-1,1/4-IE3","1 Pump","CronoLine-IL",{"$f":"VLOOKUP(B93,'Wilo Price List'!B:H,5,FALSE)","v":{"v":2882,"d":"£2,882"}},"PG03",440]
[null,2120914,"IL80/150-7,5/2-IE3","1 Pump","CronoLine-IL",{"$f":"VLOOKUP(B94,'Wilo Price List'!B:H,5,FALSE)","v":{"v":4154,"d":"£4,154"}},"PG03",440]
[null,2120773,"IL80/160-1,5/4-IE3","1 Pump","CronoLine-IL",{"$f":"VLOOKUP(B95,'Wilo Price List'!B:H,5,FALSE)","v":{"v":2912,"d":"£2,912"}},"PG03",440]
[null,2120915,"IL80/160-11/2-IE3","1 Pump","CronoLine-IL",{"$f":"VLOOKUP(B96,'Wilo Price List'!B:H,5,FALSE)","v":{"v":5054,"d":"£5,054"}},"PG03",440]
[null,2120916,"IL80/170-11/2-IE3","1 Pump","CronoLine-IL",{"$f":"VLOOKUP(B97,'Wilo Price List'!B:H,5,FALSE)","v":{"v":5055,"d":"£5,055"}},"PG03",440]
[null,2120917,"IL80/170-15/2-IE3","1 Pump","CronoLine-IL",{"$f":"VLOOKUP(B98,'Wilo Price List'!B:H,5,FALSE)","v":{"v":5238,"d":"£5,238"}},"PG03",440]
[null,2120774,"IL80/170-2,2/4-IE3","1 Pump","CronoLine-IL",{"$f":"VLOOKUP(B99,'Wilo Price List'!B:H,5,FALSE)","v":{"v":3097,"d":"£3,097"}},"PG03",440]
[null,2120918,"IL80/190-15/2-IE3","1 Pump","CronoLine-IL",{"$f":"VLOOKUP(B100,'Wilo Price List'!B:H,5,FALSE)","v":{"v":5202,"d":"£5,202"}},"PG03",500]
[null,2120919,"IL80/190-18,5/2-IE3","1 Pump","CronoLine-IL",{"$f":"VLOOKUP(B101,'Wilo Price List'!B:H,5,FALSE)","v":{"v":6314,"d":"£6,314"}},"PG03",500]
[null,2120920,"IL80/200-18,5/2-IE3","1 Pump","CronoLine-IL",{"$f":"VLOOKUP(B102,'Wilo Price List'!B:H,5,FALSE)","v":{"v":6314,"d":"£6,314"}},"PG03",500]
[null,2120921,"IL80/200-22/2-IE3","1 Pump","CronoLine-IL",{"$f":"VLOOKUP(B103,'Wilo Price List'!B:H,5,FALSE)","v":{"v":7052,"d":"£7,052"}},"PG03",500]
[null,2120775,"IL80/210-3/4-IE3","1 Pump","CronoLine-IL",{"$f":"VLOOKUP(B104,'Wilo Price List'!B:H,5,FALSE)","v":{"v":3171,"d":"£3,171"}},"PG03",500]
[null,2120922,"IL80/210-30/2-IE3","1 Pump","CronoLine-IL",{"$f":"VLOOKUP(B105,'Wilo Price List'!B:H,5,FALSE)","v":{"v":8318,"d":"£8,318"}},"PG03",500]
[null,2120923,"IL80/220-22/2-IE3","1 Pump","CronoLine-IL",{"$f":"VLOOKUP(B106,'Wilo Price List'!B:H,5,FALSE)","v":{"v":7052,"d":"£7,052"}},"PG03",500]
[null,2120924,"IL80/220-30/2-IE3","1 Pump","CronoLine-IL",{"$f":"VLOOKUP(B107,'Wilo Price List'!B:H,5,FALSE)","v":{"v":8318,"d":"£8,318"}},"PG03",500]
[null,2120776,"IL80/220-4/4-IE3","1 Pump","CronoLine-IL",{"$f":"VLOOKUP(B108,'Wilo Price List'!B:H,5,FALSE)","v":{"v":3550,"d":"£3,550"}},"PG03",500]
[null,2120777,"IL80/270-5,5/4-IE3","1 Pump","CronoLine-IL",{"$f":"VLOOKUP(B109,'Wilo Price List'!B:H,5,FALSE)","v":{"v":4112,"d":"£4,112"}},"PG03",500]
[null,2157053,"IL80/285-5,5/4","1 Pump","CronoLine-IL",{"$f":"VLOOKUP(B110,'Wilo Price List'!B:H,5,FALSE)","v":{"v":3890,"d":"£3,890"}},"PG03"]
[null,2157052,"IL80/295-5,5/4","1 Pump","CronoLine-IL",{"$f":"VLOOKUP(B111,'Wilo Price List'!B:H,5,FALSE)","v":{"v":3890,"d":"£3,890"}},"PG03"]
[null,2169789,"IL80/295-7,5/4","1 Pump","CronoLine-IL",{"$f":"VLOOKUP(B112,'Wilo Price List'!B:H,5,FALSE)","v":{"v":4484,"d":"£4,484"}},"PG03"]
[null,2157049,"IL80/305-11/4","1 Pump","CronoLine-IL",{"$f":"VLOOKUP(B113,'Wilo Price List'!B:H,5,FALSE)","v":{"v":5662,"d":"£5,662"}},"PG03"]
[null,2157051,"IL80/305-7,5/4","1 Pump","CronoLine-IL",{"$f":"VLOOKUP(B114,'Wilo Price List'!B:H,5,FALSE)","v":{"v":4484,"d":"£4,484"}},"PG03"]
[null,2157050,"IL80/315-11/4","1 Pump","CronoLine-IL",{"$f":"VLOOKUP(B115,'Wilo Price List'!B:H,5,FALSE)","v":{"v":5662,"d":"£5,662"}},"PG03"]
[null,2157048,"IL80/315-15/4","1 Pump","CronoLine-IL",{"$f":"VLOOKUP(B116,'Wilo Price List'!B:H,5,FALSE)","v":{"v":7037,"d":"£7,037"}},"PG03"]
[]
[null,2120778,"IL100/145-1,1/4-IE3","1 Pump","CronoLine-IL",{"$f":"VLOOKUP(B118,'Wilo Price List'!B:H,5,FALSE)","v":{"v":2855,"d":"£2,855"}},"PG03",500]
[null,2120925,"IL100/145-11/2-IE3","1 Pump","CronoLine-IL",{"$f":"VLOOKUP(B119,'Wilo Price List'!B:H,5,FALSE)","v":{"v":5054,"d":"£5,054"}},"PG03",500]
[null,2120779,"IL100/150-1,5/4-IE3","1 Pump","CronoLine-IL",{"$f":"VLOOKUP(B120,'Wilo Price List'!B:H,5,FALSE)","v":{"v":3589,"d":"£3,589"}},"PG03",500]
[null,2120926,"IL100/150-15/2-IE3","1 Pump","CronoLine-IL",{"$f":"VLOOKUP(B121,'Wilo Price List'!B:H,5,FALSE)","v":{"v":5689,"d":"£5,689"}},"PG03",500]
[null,2120927,"IL100/160-15/2-IE3","1 Pump","CronoLine-IL",{"$f":"VLOOKUP(B122,'Wilo Price List'!B:H,5,FALSE)","v":{"v":5689,"d":"£5,689"}},"PG03",500]
[null,2120928,"IL100/160-18,5/2-IE3","1 Pump","CronoLine-IL",{"$f":"VLOOKUP(B123,'Wilo Price List'!B:H,5,FALSE)","v":{"v":6639,"d":"£6,639"}},"PG03",500]
[null,2120780,"IL100/160-2,2/4-IE3","1 Pump","CronoLine-IL",{"$f":"VLOOKUP(B124,'Wilo Price List'!B:H,5,FALSE)","v":{"v":3833,"d":"£3,833"}},"PG03",500]
[null,2120929,"IL100/165-22/2-IE3","1 Pump","CronoLine-IL",{"$f":"VLOOKUP(B125,'Wilo Price List'!B:H,5,FALSE)","v":{"v":7479,"d":"£7,479"}},"PG03",500]
[null,2120781,"IL100/170-2,2/4-IE3","1 Pump","CronoLine-IL",{"$f":"VLOOKUP(B126,'Wilo Price List'!B:H,5,FALSE)","v":{"v":3833,"d":"£3,833"}},"PG03",500]
[null,2120930,"IL100/170-22/2-IE3","1 Pump","CronoLine-IL",{"$f":"VLOOKUP(B127,'Wilo Price List'!B:H,5,FALSE)","v":{"v":7479,"d":"£7,479"}},"PG03",500]
[null,2120782,"IL100/170-3/4-IE3","1 Pump","CronoLine-IL",{"$f":"VLOOKUP(B128,'Wilo Price List'!B:H,5,FALSE)","v":{"v":3878,"d":"£3,878"}},"PG03",500]
[null,2120931,"IL100/170-30/2-IE3","1 Pump","CronoLine-IL",{"$f":"VLOOKUP(B129,'Wilo Price List'!B:H,5,FALSE)","v":{"v":9137,"d":"£9,137"}},"PG03",500]
[null,2120932,"IL100/190-30/2-IE3","1 Pump","CronoLine-IL",{"$f":"VLOOKUP(B130,'Wilo Price List'!B:H,5,FALSE)","v":{"v":9137,"d":"£9,137"}},"PG03",550]
[null,2120783,"IL100/200-3/4-IE3","1 Pump","CronoLine-IL",{"$f":"VLOOKUP(B131,'Wilo Price List'!B:H,5,FALSE)","v":{"v":3878,"d":"£3,878"}},"PG03",550]
[null,2120784,"IL100/200-4/4-IE3","1 Pump","CronoLine-IL",{"$f":"VLOOKUP(B132,'Wilo Price List'!B:H,5,FALSE)","v":{"v":4624,"d":"£4,624"}},"PG03",550]
[null,2120933,"IL100/210-30/2-IE3","1 Pump","CronoLine-IL",{"$f":"VLOOKUP(B133,'Wilo Price List'!B:H,5,FALSE)","v":{"v":9137,"d":"£9,137"}},"PG03",550]
[null,2120934,"IL100/210-37/2-IE3","1 Pump","CronoLine-IL",{"$f":"VLOOKUP(B134,'Wilo Price List'!B:H,5,FALSE)","v":{"v":11635,"d":"£11,635"}},"PG03",550]
[null,2120785,"IL100/220-4/4-IE3","1 Pump","CronoLine-IL",{"$f":"VLOOKUP(B135,'Wilo Price List'!B:H,5,FALSE)","v":{"v":4624,"d":"£4,624"}},"PG03",550]
[null,2120786,"IL100/220-5,5/4-IE3","1 Pump","CronoLine-IL",{"$f":"VLOOKUP(B136,'Wilo Price List'!B:H,5,FALSE)","v":{"v":5316,"d":"£5,316"}},"PG03",550]
[null,2120787,"IL100/250-5,5/4-IE3","1 Pump","CronoLine-IL",{"$f":"VLOOKUP(B137,'Wilo Price List'!B:H,5,FALSE)","v":{"v":5316,"d":"£5,316"}},"PG03",550]
[null,2120788,"IL100/250-7,5/4-IE3","1 Pump","CronoLine-IL",{"$f":"VLOOKUP(B138,'Wilo Price List'!B:H,5,FALSE)","v":{"v":5977,"d":"£5,977"}},"PG03",550]
[null,2120790,"IL100/260-11/4-IE3","1 Pump","CronoLine-IL",{"$f":"VLOOKUP(B139,'Wilo Price List'!B:H,5,FALSE)","v":{"v":7158,"d":"£7,158"}},"PG03",550]
[null,2120789,"IL100/260-7,5/4-IE3","1 Pump","CronoLine-IL",{"$f":"VLOOKUP(B140,'Wilo Price List'!B:H,5,FALSE)","v":{"v":5977,"d":"£5,977"}},"PG03",550]
[null,2160652,"IL100/265-5,5/4","1 Pump","CronoLine-IL",{"$f":"VLOOKUP(B141,'Wilo Price List'!B:H,5,FALSE)","v":{"v":5316,"d":"£5,316"}},"PG03"]
[null,2120791,"IL100/270-11/4-IE3","1 Pump","CronoLine-IL",{"$f":"VLOOKUP(B142,'Wilo Price List'!B:H,5,FALSE)","v":{"v":7158,"d":"£7,158"}},"PG03",550]
[null,2160651,"IL100/275-7,5/4","1 Pump","CronoLine-IL",{"$f":"VLOOKUP(B143,'Wilo Price List'!B:H,5,FALSE)","v":{"v":5977,"d":"£5,977"}},"PG03"]
[null,2160650,"IL100/285-11/4","1 Pump","CronoLine-IL",{"$f":"VLOOKUP(B144,'Wilo Price List'!B:H,5,FALSE)","v":{"v":7339,"d":"£7,339"}},"PG03"]
[null,2169793,"IL100/295-11/4","1 Pump","CronoLine-IL",{"$f":"VLOOKUP(B145,'Wilo Price List'!B:H,5,FALSE)","v":{"v":7339,"d":"£7,339"}},"PG03"]
[null,2160649,"IL100/295-15/4","1 Pump","CronoLine-IL",{"$f":"VLOOKUP(B146,'Wilo Price List'!B:H,5,FALSE)","v":{"v":8259,"d":"£8,259"}},"PG03"]
[null,2169792,"IL100/305-15/4","1 Pump","CronoLine-IL",{"$f":"VLOOKUP(B147,'Wilo Price List'!B:H,5,FALSE)","v":{"v":8259,"d":"£8,259"}},"PG03"]
[null,2160648,"IL100/305-18,5/4","1 Pump","CronoLine-IL",{"$f":"VLOOKUP(B148,'Wilo Price List'!B:H,5,FALSE)","v":{"v":8738,"d":"£8,738"}},"PG03"]
[null,2169791,"IL100/315-18,5/4","1 Pump","CronoLine-IL",{"$f":"VLOOKUP(B149,'Wilo Price List'!B:H,5,FALSE)","v":{"v":8738,"d":"£8,738"}},"PG03"]
[null,2160647,"IL100/315-22/4","1 Pump","CronoLine-IL",{"$f":"VLOOKUP(B150,'Wilo Price List'!B:H,5,FALSE)","v":{"v":9116,"d":"£9,116"}},"PG03"]
[null,2160880,"IL100/350-11/4","1 Pump","CronoLine-IL",{"$f":"VLOOKUP(B151,'Wilo Price List'!B:H,5,FALSE)","v":{"v":13637,"d":"£13,637"}},"PG03",760]
[null,2151501,"IL100/350-15/4","1 Pump","CronoLine-IL",{"$f":"VLOOKUP(B152,'Wilo Price List'!B:H,5,FALSE)","v":{"v":13802,"d":"£13,802"}},"PG03",760]
[null,2160879,"IL100/360-15/4","1 Pump","CronoLine-IL",{"$f":"VLOOKUP(B153,'Wilo Price List'!B:H,5,FALSE)","v":{"v":13578,"d":"£13,578"}},"PG03",760]
[null,2151500,"IL100/360-18,5/4","1 Pump","CronoLine-IL",{"$f":"VLOOKUP(B154,'Wilo Price List'!B:H,5,FALSE)","v":{"v":14184,"d":"£14,184"}},"PG03",760]
[null,2160878,"IL100/370-18,5/4","1 Pump","CronoLine-IL",{"$f":"VLOOKUP(B155,'Wilo Price List'!B:H,5,FALSE)","v":{"v":14184,"d":"£14,184"}},"PG03",760]
[null,2151499,"IL100/370-22/4","1 Pump","CronoLine-IL",{"$f":"VLOOKUP(B156,'Wilo Price List'!B:H,5,FALSE)","v":{"v":14318,"d":"£14,318"}},"PG03",760]
[null,2160877,"IL100/380-22/4","1 Pump","CronoLine-IL",{"$f":"VLOOKUP(B157,'Wilo Price List'!B:H,5,FALSE)","v":{"v":12010,"d":"£12,010"}},"PG03",760]
[null,2151498,"IL100/380-30/4","1 Pump","CronoLine-IL",{"$f":"VLOOKUP(B158,'Wilo Price List'!B:H,5,FALSE)","v":{"v":14376,"d":"£14,376"}},"PG03",760]
[null,2160876,"IL100/390-30/4","1 Pump","CronoLine-IL",{"$f":"VLOOKUP(B159,'Wilo Price List'!B:H,5,FALSE)","v":{"v":12371,"d":"£12,371"}},"PG03",760]
[null,2151497,"IL100/390-37/4","1 Pump","CronoLine-IL",{"$f":"VLOOKUP(B160,'Wilo Price List'!B:H,5,FALSE)","v":{"v":19864,"d":"£19,864"}},"PG03",760]
[null,2160875,"IL100/400-37/4","1 Pump","CronoLine-IL",{"$f":"VLOOKUP(B161,'Wilo Price List'!B:H,5,FALSE)","v":{"v":20270,"d":"£20,270"}},"PG03",760]
[null,2151496,"IL100/400-45/4","1 Pump","CronoLine-IL",{"$f":"VLOOKUP(B162,'Wilo Price List'!B:H,5,FALSE)","v":{"v":20795,"d":"£20,795"}},"PG03",760]
[]
[null,2120792,"IL125/145-1,5/4-IE3","1 Pump","CronoLine-IL",{"$f":"VLOOKUP(B164,'Wilo Price List'!B:H,5,FALSE)","v":{"v":4176,"d":"£4,176"}},"PG03",620]
[null,2120935,"IL125/145-15/2-IE3","1 Pump","CronoLine-IL",{"$f":"VLOOKUP(B165,'Wilo Price List'!B:H,5,FALSE)","v":{"v":7805,"d":"£7,805"}},"PG03",620]
[null,2120936,"IL125/150-18,5/2-IE3","1 Pump","CronoLine-IL",{"$f":"VLOOKUP(B166,'Wilo Price List'!B:H,5,FALSE)","v":{"v":8527,"d":"£8,527"}},"PG03",620]
[null,2120793,"IL125/150-2,2/4-IE3","1 Pump","CronoLine-IL",{"$f":"VLOOKUP(B167,'Wilo Price List'!B:H,5,FALSE)","v":{"v":4379,"d":"£4,379"}},"PG03",620]
[null,2120937,"IL125/160-22/2-IE3","1 Pump","CronoLine-IL",{"$f":"VLOOKUP(B168,'Wilo Price List'!B:H,5,FALSE)","v":{"v":9462,"d":"£9,462"}},"PG03",620]
[null,2120794,"IL125/160-3/4-IE3","1 Pump","CronoLine-IL",{"$f":"VLOOKUP(B169,'Wilo Price List'!B:H,5,FALSE)","v":{"v":4461,"d":"£4,461"}},"PG03",620]
[null,2120938,"IL125/165-30/2-IE3","1 Pump","CronoLine-IL",{"$f":"VLOOKUP(B170,'Wilo Price List'!B:H,5,FALSE)","v":{"v":11409,"d":"£11,409"}},"PG03",620]
[null,2120939,"IL125/170-37/2-IE3","1 Pump","CronoLine-IL",{"$f":"VLOOKUP(B171,'Wilo Price List'!B:H,5,FALSE)","v":{"v":12144,"d":"£12,144"}},"PG03",620]
[null,2120795,"IL125/170-4/4-IE3","1 Pump","CronoLine-IL",{"$f":"VLOOKUP(B172,'Wilo Price List'!B:H,5,FALSE)","v":{"v":4733,"d":"£4,733"}},"PG03",620]
[null,2120796,"IL125/190-4/4-IE3","1 Pump","CronoLine-IL",{"$f":"VLOOKUP(B173,'Wilo Price List'!B:H,5,FALSE)","v":{"v":4733,"d":"£4,733"}},"PG03",620]
[null,2120797,"IL125/210-5,5/4-IE3","1 Pump","CronoLine-IL",{"$f":"VLOOKUP(B174,'Wilo Price List'!B:H,5,FALSE)","v":{"v":5429,"d":"£5,429"}},"PG03",620]
[null,2120798,"IL125/220-5,5/4-IE3","1 Pump","CronoLine-IL",{"$f":"VLOOKUP(B175,'Wilo Price List'!B:H,5,FALSE)","v":{"v":5429,"d":"£5,429"}},"PG03",620]
[null,2120799,"IL125/220-7,5/4-IE3","1 Pump","CronoLine-IL",{"$f":"VLOOKUP(B176,'Wilo Price List'!B:H,5,FALSE)","v":{"v":6405,"d":"£6,405"}},"PG03",620]
[null,2120800,"IL125/250-11/4-IE3","1 Pump","CronoLine-IL",{"$f":"VLOOKUP(B177,'Wilo Price List'!B:H,5,FALSE)","v":{"v":7323,"d":"£7,323"}},"PG03",620]
[null,2120801,"IL125/270-11/4-IE3","1 Pump","CronoLine-IL",{"$f":"VLOOKUP(B178,'Wilo Price List'!B:H,5,FALSE)","v":{"v":7323,"d":"£7,323"}},"PG03",620]
[null,2120802,"IL125/270-15/4-IE3","1 Pump","CronoLine-IL",{"$f":"VLOOKUP(B179,'Wilo Price List'!B:H,5,FALSE)","v":{"v":8545,"d":"£8,545"}},"PG03",620]
[null,2120803,"IL125/300-15/4-IE3","1 Pump","CronoLine-IL",{"$f":"VLOOKUP(B180,'Wilo Price List'!B:H,5,FALSE)","v":{"v":8545,"d":"£8,545"}},"PG03",700]
[null,2120804,"IL125/300-18,5/4-IE3","1 Pump","CronoLine-IL",{"$f":"VLOOKUP(B181,'Wilo Price List'!B:H,5,FALSE)","v":{"v":9108,"d":"£9,108"}},"PG03",700]
[null,2120805,"IL125/320-18,5/4-IE3","1 Pump","CronoLine-IL",{"$f":"VLOOKUP(B182,'Wilo Price List'!B:H,5,FALSE)","v":{"v":9108,"d":"£9,108"}},"PG03",700]
[null,2120806,"IL125/320-22/4-IE3","1 Pump","CronoLine-IL",{"$f":"VLOOKUP(B183,'Wilo Price List'!B:H,5,FALSE)","v":{"v":9823,"d":"£9,823"}},"PG03",700]
[null,2120807,"IL125/340-22/4-IE3","1 Pump","CronoLine-IL",{"$f":"VLOOKUP(B184,'Wilo Price List'!B:H,5,FALSE)","v":{"v":9823,"d":"£9,823"}},"PG03",700]
[null,2120808,"IL125/340-30/4-IE3","1 Pump","CronoLine-IL",{"$f":"VLOOKUP(B185,'Wilo Price List'!B:H,5,FALSE)","v":{"v":10461,"d":"£10,461"}},"PG03",700]
[null,2169767,"IL125/380-30/4","1 Pump","CronoLine-IL",{"$f":"VLOOKUP(B186,'Wilo Price List'!B:H,5,FALSE)","v":{"v":13139,"d":"£13,139"}},"PG03",860]
[null,2160655,"IL125/380-37/4","1 Pump","CronoLine-IL",{"$f":"VLOOKUP(B187,'Wilo Price List'!B:H,5,FALSE)","v":{"v":19250,"d":"£19,250"}},"PG03",860]
[null,2169766,"IL125/390-37/4","1 Pump","CronoLine-IL",{"$f":"VLOOKUP(B188,'Wilo Price List'!B:H,5,FALSE)","v":{"v":19250,"d":"£19,250"}},"PG03",860]
[null,2160654,"IL125/390-45/4","1 Pump","CronoLine-IL",{"$f":"VLOOKUP(B189,'Wilo Price List'!B:H,5,FALSE)","v":{"v":19772,"d":"£19,772"}},"PG03",860]
[null,2169765,"IL125/400-45/4","1 Pump","CronoLine-IL",{"$f":"VLOOKUP(B190,'Wilo Price List'!B:H,5,FALSE)","v":{"v":19772,"d":"£19,772"}},"PG03",860]
[null,2160653,"IL125/400-55/4","1 Pump","CronoLine-IL",{"$f":"VLOOKUP(B191,'Wilo Price List'!B:H,5,FALSE)","v":{"v":21044,"d":"£21,044"}},"PG03",860]
[]
[null,2120809,"IL150/190-5,5/4-IE3","1 Pump","CronoLine-IL",{"$f":"VLOOKUP(B193,'Wilo Price List'!B:H,5,FALSE)","v":{"v":5494,"d":"£5,494"}},"PG03",700]
[null,2120810,"IL150/200-7,5/4-IE3","1 Pump","CronoLine-IL",{"$f":"VLOOKUP(B194,'Wilo Price List'!B:H,5,FALSE)","v":{"v":7192,"d":"£7,192"}},"PG03",700]
[null,2120811,"IL150/220-11/4-IE3","1 Pump","CronoLine-IL",{"$f":"VLOOKUP(B195,'Wilo Price List'!B:H,5,FALSE)","v":{"v":7552,"d":"£7,552"}},"PG03",700]
[null,2120812,"IL150/250-15/4-IE3","1 Pump","CronoLine-IL",{"$f":"VLOOKUP(B196,'Wilo Price List'!B:H,5,FALSE)","v":{"v":8599,"d":"£8,599"}},"PG03",700]
[null,2120813,"IL150/260-15/4-IE3","1 Pump","CronoLine-IL",{"$f":"VLOOKUP(B197,'Wilo Price List'!B:H,5,FALSE)","v":{"v":8599,"d":"£8,599"}},"PG03",700]
[null,2120814,"IL150/260-18,5/4-IE3","1 Pump","CronoLine-IL",{"$f":"VLOOKUP(B198,'Wilo Price List'!B:H,5,FALSE)","v":{"v":9930,"d":"£9,930"}},"PG03",700]
[null,2120815,"IL150/270-18,5/4-IE3","1 Pump","CronoLine-IL",{"$f":"VLOOKUP(B199,'Wilo Price List'!B:H,5,FALSE)","v":{"v":9930,"d":"£9,930"}},"PG03",700]
[null,2120816,"IL150/270-22/4-IE3","1 Pump","CronoLine-IL",{"$f":"VLOOKUP(B200,'Wilo Price List'!B:H,5,FALSE)","v":{"v":10779,"d":"£10,779"}},"PG03",700]
[null,2142043,"IL150/305-30/4-IE3","1 Pump","CronoLine-IL",{"$f":"VLOOKUP(B201,'Wilo Price List'!B:H,5,FALSE)","v":{"v":13900,"d":"£13,900"}},"PG03",770]
[null,2142044,"IL150/325-30/4-IE3","1 Pump","CronoLine-IL",{"$f":"VLOOKUP(B202,'Wilo Price List'!B:H,5,FALSE)","v":{"v":13900,"d":"£13,900"}},"PG03",770]
[null,2142045,"IL150/325-37/4-IE3","1 Pump","CronoLine-IL",{"$f":"VLOOKUP(B203,'Wilo Price List'!B:H,5,FALSE)","v":{"v":14681,"d":"£14,681"}},"PG03",770]
[null,2142046,"IL150/335-37/4-IE3","1 Pump","CronoLine-IL",{"$f":"VLOOKUP(B204,'Wilo Price List'!B:H,5,FALSE)","v":{"v":14681,"d":"£14,681"}},"PG03",770]
[null,2142047,"IL150/335-45/4-IE3","1 Pump","CronoLine-IL",{"$f":"VLOOKUP(B205,'Wilo Price List'!B:H,5,FALSE)","v":{"v":17243,"d":"£17,243"}},"PG03",770]
[null,2169772,"IL150/360-30/4","1 Pump","CronoLine-IL",{"$f":"VLOOKUP(B206,'Wilo Price List'!B:H,5,FALSE)","v":{"v":13900,"d":"£13,900"}},"PG03",940]
[null,2160663,"IL150/360-37/4","1 Pump","CronoLine-IL",{"$f":"VLOOKUP(B207,'Wilo Price List'!B:H,5,FALSE)","v":{"v":18655,"d":"£18,655"}},"PG03",940]
[null,2169771,"IL150/370-37/4","1 Pump","CronoLine-IL",{"$f":"VLOOKUP(B208,'Wilo Price List'!B:H,5,FALSE)","v":{"v":18655,"d":"£18,655"}},"PG03",940]
[null,2160662,"IL150/370-45/4","1 Pump","CronoLine-IL",{"$f":"VLOOKUP(B209,'Wilo Price List'!B:H,5,FALSE)","v":{"v":19177,"d":"£19,177"}},"PG03",940]
[null,2169770,"IL150/380-45/4","1 Pump","CronoLine-IL",{"$f":"VLOOKUP(B210,'Wilo Price List'!B:H,5,FALSE)","v":{"v":19177,"d":"£19,177"}},"PG03",940]
[null,2160661,"IL150/380-55/4","1 Pump","CronoLine-IL",{"$f":"VLOOKUP(B211,'Wilo Price List'!B:H,5,FALSE)","v":{"v":20868,"d":"£20,868"}},"PG03",940]
[null,2169769,"IL150/390-55/4","1 Pump","CronoLine-IL",{"$f":"VLOOKUP(B212,'Wilo Price List'!B:H,5,FALSE)","v":{"v":20868,"d":"£20,868"}},"PG03",940]
[null,2160660,"IL150/390-75/4","1 Pump","CronoLine-IL",{"$f":"VLOOKUP(B213,'Wilo Price List'!B:H,5,FALSE)","v":{"v":39791,"d":"£39,791"}},"PG03",940]
[null,2169768,"IL150/400-75/4","1 Pump","CronoLine-IL",{"$f":"VLOOKUP(B214,'Wilo Price List'!B:H,5,FALSE)","v":{"v":39791,"d":"£39,791"}},"PG03",940]
[null,2160659,"IL150/400-90/4","1 Pump","CronoLine-IL",{"$f":"VLOOKUP(B215,'Wilo Price List'!B:H,5,FALSE)","v":{"v":41429,"d":"£41,429"}},"PG03",940]
[]
[null,2169709,"IL200/180-7,5/4","1 Pump","CronoLine-IL",{"$f":"VLOOKUP(B217,'Wilo Price List'!B:H,5,FALSE)","v":{"v":7978,"d":"£7,978"}},"PG03"]
[null,2169708,"IL200/190-11/4","1 Pump","CronoLine-IL",{"$f":"VLOOKUP(B218,'Wilo Price List'!B:H,5,FALSE)","v":{"v":10726,"d":"£10,726"}},"PG03"]
[null,2169707,"IL200/200-15/4","1 Pump","CronoLine-IL",{"$f":"VLOOKUP(B219,'Wilo Price List'!B:H,5,FALSE)","v":{"v":10744,"d":"£10,744"}},"PG03"]
[null,2120827,"IL200/230-11/4-IE3","1 Pump","CronoLine-IL",{"$f":"VLOOKUP(B220,'Wilo Price List'!B:H,5,FALSE)","v":{"v":10998,"d":"£10,998"}},"PG03",800]
[null,2120828,"IL200/240-15/4-IE3","1 Pump","CronoLine-IL",{"$f":"VLOOKUP(B221,'Wilo Price List'!B:H,5,FALSE)","v":{"v":11018,"d":"£11,018"}},"PG03",800]
[null,2120940,"IL200/240-7,5/6-IE3","1 Pump","CronoLine-IL",{"$f":"VLOOKUP(B222,'Wilo Price List'!B:H,5,FALSE)","v":{"v":12045,"d":"£12,045"}},"PG03",800]
[null,2120829,"IL200/250-18,5/4-IE3","1 Pump","CronoLine-IL",{"$f":"VLOOKUP(B223,'Wilo Price List'!B:H,5,FALSE)","v":{"v":11722,"d":"£11,722"}},"PG03",800]
[null,2120830,"IL200/260-22/4-IE3","1 Pump","CronoLine-IL",{"$f":"VLOOKUP(B224,'Wilo Price List'!B:H,5,FALSE)","v":{"v":12608,"d":"£12,608"}},"PG03",800]
[null,2120941,"IL200/260-7,5/6-IE3","1 Pump","CronoLine-IL",{"$f":"VLOOKUP(B225,'Wilo Price List'!B:H,5,FALSE)","v":{"v":11940,"d":"£11,940"}},"PG03",800]
[null,2120831,"IL200/265-22/4-IE3","1 Pump","CronoLine-IL",{"$f":"VLOOKUP(B226,'Wilo Price List'!B:H,5,FALSE)","v":{"v":12608,"d":"£12,608"}},"PG03",800]
[null,2120832,"IL200/265-30/4-IE3","1 Pump","CronoLine-IL",{"$f":"VLOOKUP(B227,'Wilo Price List'!B:H,5,FALSE)","v":{"v":15320,"d":"£15,320"}},"PG03",800]
[null,2120942,"IL200/270-11/6-IE3","1 Pump","CronoLine-IL",{"$f":"VLOOKUP(B228,'Wilo Price List'!B:H,5,FALSE)","v":{"v":12427,"d":"£12,427"}},"PG03",800]
[null,2120833,"IL200/270-30/4-IE3","1 Pump","CronoLine-IL",{"$f":"VLOOKUP(B229,'Wilo Price List'!B:H,5,FALSE)","v":{"v":15320,"d":"£15,320"}},"PG03",800]
[null,2142048,"IL200/300-37/4-IE3","1 Pump","CronoLine-IL",{"$f":"VLOOKUP(B230,'Wilo Price List'!B:H,5,FALSE)","v":{"v":16266,"d":"£16,266"}},"PG03",820]
[null,2142049,"IL200/315-37/4-IE3","1 Pump","CronoLine-IL",{"$f":"VLOOKUP(B231,'Wilo Price List'!B:H,5,FALSE)","v":{"v":16266,"d":"£16,266"}},"PG03",820]
[null,2142050,"IL200/335-37/4-IE3","1 Pump","CronoLine-IL",{"$f":"VLOOKUP(B232,'Wilo Price List'!B:H,5,FALSE)","v":{"v":16266,"d":"£16,266"}},"PG03",820]
[null,2142051,"IL200/335-45/4-IE3","1 Pump","CronoLine-IL",{"$f":"VLOOKUP(B233,'Wilo Price List'!B:H,5,FALSE)","v":{"v":18678,"d":"£18,678"}},"PG03",820]
[null,2142052,"IL200/345-45/4-IE3","1 Pump","CronoLine-IL",{"$f":"VLOOKUP(B234,'Wilo Price List'!B:H,5,FALSE)","v":{"v":18678,"d":"£18,678"}},"PG03",820]
[null,2142053,"IL200/345-55/4-IE3","1 Pump","CronoLine-IL",{"$f":"VLOOKUP(B235,'Wilo Price List'!B:H,5,FALSE)","v":{"v":19511,"d":"£19,511"}},"PG03",820]
[null,2155280,"IL200/360-37/4","1 Pump","CronoLine-IL",{"$f":"VLOOKUP(B236,'Wilo Price List'!B:H,5,FALSE)","v":{"v":19912,"d":"£19,912"}},"PG03",1100]
[null,2145051,"IL200/360-45/4","1 Pump","CronoLine-IL",{"$f":"VLOOKUP(B237,'Wilo Price List'!B:H,5,FALSE)","v":{"v":21881,"d":"£21,881"}},"PG03",1100]
[null,2155279,"IL200/370-45/4","1 Pump","CronoLine-IL",{"$f":"VLOOKUP(B238,'Wilo Price List'!B:H,5,FALSE)","v":{"v":21309,"d":"£21,309"}},"PG03",1100]
[null,2145052,"IL200/370-55/4","1 Pump","CronoLine-IL",{"$f":"VLOOKUP(B239,'Wilo Price List'!B:H,5,FALSE)","v":{"v":24366,"d":"£24,366"}},"PG03",1100]
[null,2155278,"IL200/380-55/4","1 Pump","CronoLine-IL",{"$f":"VLOOKUP(B240,'Wilo Price List'!B:H,5,FALSE)","v":{"v":22025,"d":"£22,025"}},"PG03",1100]
[null,2145053,"IL200/380-75/4","1 Pump","CronoLine-IL",{"$f":"VLOOKUP(B241,'Wilo Price List'!B:H,5,FALSE)","v":{"v":41703,"d":"£41,703"}},"PG03",1100]
[null,2155277,"IL200/390-75/4","1 Pump","CronoLine-IL",{"$f":"VLOOKUP(B242,'Wilo Price List'!B:H,5,FALSE)","v":{"v":42848,"d":"£42,848"}},"PG03",1100]
[null,2145054,"IL200/390-90/4","1 Pump","CronoLine-IL",{"$f":"VLOOKUP(B243,'Wilo Price List'!B:H,5,FALSE)","v":{"v":44487,"d":"£44,487"}},"PG03",1100]
[null,2145055,"IL200/400-110/4","1 Pump","CronoLine-IL",{"$f":"VLOOKUP(B244,'Wilo Price List'!B:H,5,FALSE)","v":{"v":59577,"d":"£59,577"}},"PG03",1100]
[null,2155276,"IL200/400-90/4","1 Pump","CronoLine-IL",{"$f":"VLOOKUP(B245,'Wilo Price List'!B:H,5,FALSE)","v":{"v":44006,"d":"£44,006"}},"PG03",1100]
[]
[null,2151795,"IL250/365-75/4-IE3","1 Pump","CronoLine-IL",{"$f":"VLOOKUP(B247,'Wilo Price List'!B:H,5,FALSE)","v":{"v":52298,"d":"£52,298"}},"PG03",1150]
[null,2151794,"IL250/375-75/4-IE3","1 Pump","CronoLine-IL",{"$f":"VLOOKUP(B248,'Wilo Price List'!B:H,5,FALSE)","v":{"v":52092,"d":"£52,092"}},"PG03",1150]
[null,2151793,"IL250/385-75/4-IE3","1 Pump","CronoLine-IL",{"$f":"VLOOKUP(B249,'Wilo Price List'!B:H,5,FALSE)","v":{"v":52053,"d":"£52,053"}},"PG03",1150]
[null,2151792,"IL250/385-90/4-IE3","1 Pump","CronoLine-IL",{"$f":"VLOOKUP(B250,'Wilo Price List'!B:H,5,FALSE)","v":{"v":53611,"d":"£53,611"}},"PG03",1150]
[null,2151790,"IL250/395-110/4-IE3","1 Pump","CronoLine-IL",{"$f":"VLOOKUP(B251,'Wilo Price List'!B:H,5,FALSE)","v":{"v":66276,"d":"£66,276"}},"PG03",1150]
[null,2151791,"IL250/395-90/4-IE3","1 Pump","CronoLine-IL",{"$f":"VLOOKUP(B252,'Wilo Price List'!B:H,5,FALSE)","v":{"v":53742,"d":"£53,742"}},"PG03",1150]
[null,2151788,"IL250/405-110/4-IE3","1 Pump","CronoLine-IL",{"$f":"VLOOKUP(B253,'Wilo Price List'!B:H,5,FALSE)","v":{"v":68057,"d":"£68,057"}},"PG03",1150]
[null,2151789,"IL250/405-90/4-IE3","1 Pump","CronoLine-IL",{"$f":"VLOOKUP(B254,'Wilo Price List'!B:H,5,FALSE)","v":{"v":53760,"d":"£53,760"}},"PG03",1150]
[null,2151787,"IL250/415-110/4-IE3","1 Pump","CronoLine-IL",{"$f":"VLOOKUP(B255,'Wilo Price List'!B:H,5,FALSE)","v":{"v":65684,"d":"£65,684"}},"PG03",1150]
[null,2151786,"IL250/415-132/4-IE3","1 Pump","CronoLine-IL",{"$f":"VLOOKUP(B256,'Wilo Price List'!B:H,5,FALSE)","v":{"v":67709,"d":"£67,709"}},"PG03",1150]
[null,2151785,"IL250/425-110/4-IE3","1 Pump","CronoLine-IL",{"$f":"VLOOKUP(B257,'Wilo Price List'!B:H,5,FALSE)","v":{"v":66184,"d":"£66,184"}},"PG03",1150]
[null,2151784,"IL250/425-132/4-IE3","1 Pump","CronoLine-IL",{"$f":"VLOOKUP(B258,'Wilo Price List'!B:H,5,FALSE)","v":{"v":68207,"d":"£68,207"}},"PG03",1150]
[null,2151783,"IL250/435-132/4-IE3","1 Pump","CronoLine-IL",{"$f":"VLOOKUP(B259,'Wilo Price List'!B:H,5,FALSE)","v":{"v":68053,"d":"£68,053"}},"PG03",1150]
[null,2151782,"IL250/435-160/4-IE3","1 Pump","CronoLine-IL",{"$f":"VLOOKUP(B260,'Wilo Price List'!B:H,5,FALSE)","v":{"v":69892,"d":"£69,892"}},"PG03",1150]
[null,2151781,"IL250/445-132/4-IE3","1 Pump","CronoLine-IL",{"$f":"VLOOKUP(B261,'Wilo Price List'!B:H,5,FALSE)","v":{"v":67927,"d":"£67,927"}},"PG03",1150]
[null,2151780,"IL250/445-160/4-IE3","1 Pump","CronoLine-IL",{"$f":"VLOOKUP(B262,'Wilo Price List'!B:H,5,FALSE)","v":{"v":69764,"d":"£69,764"}},"PG03",1150]
[null,2120856,"IL250/460-132/4-IE3","1 Pump","CronoLine-IL",{"$f":"VLOOKUP(B263,'Wilo Price List'!B:H,5,FALSE)","v":{"v":74242,"d":"£74,242"}},"PG03",1200]
[null,2120857,"IL250/460-160/4-IE3","1 Pump","CronoLine-IL",{"$f":"VLOOKUP(B264,'Wilo Price List'!B:H,5,FALSE)","v":{"v":76080,"d":"£76,080"}},"PG03",1200]
[null,2120858,"IL250/470-160/4-IE3","1 Pump","CronoLine-IL",{"$f":"VLOOKUP(B265,'Wilo Price List'!B:H,5,FALSE)","v":{"v":76162,"d":"£76,162"}},"PG03",1200]
[null,2120859,"IL250/470-200/4-IE3","1 Pump","CronoLine-IL",{"$f":"VLOOKUP(B266,'Wilo Price List'!B:H,5,FALSE)","v":{"v":82667,"d":"£82,667"}},"PG03",1200]
[null,2120860,"IL250/480-160/4-IE3","1 Pump","CronoLine-IL",{"$f":"VLOOKUP(B267,'Wilo Price List'!B:H,5,FALSE)","v":{"v":76082,"d":"£76,082"}},"PG03",1200]
[null,2120861,"IL250/480-200/4-IE3","1 Pump","CronoLine-IL",{"$f":"VLOOKUP(B268,'Wilo Price List'!B:H,5,FALSE)","v":{"v":82493,"d":"£82,493"}},"PG03",1200]

{"sheet":"IPL","index":12,"n_rows":84,"n_cols":10,"rows_kept":84,"merged":[[1,1,2,7],[1,9,2,10]]}
[]
[null,"IPL",{"$nulls":7},"Home"]
[]
[]
[null,"Article No. \n(or variant)","Article description","Type \n(Pump / Accessory / Spare Part / Addon / Service)","Product range","List Price","Price group","Port to Port (MM)"]
[null,2089569,"IPL25/70-0,12/2","1 Pump","VeroLine-IPL",{"$f":"VLOOKUP(B6,'Wilo Price List'!B:H,5,FALSE)","v":{"v":997,"d":"£997"}},"PG03",180]
[null,2089570,"IPL25/80-0,12/2","1 Pump","VeroLine-IPL",{"$f":"VLOOKUP(B7,'Wilo Price List'!B:H,5,FALSE)","v":{"v":993,"d":"£993"}},"PG03",180]
[null,2089571,"IPL25/85-0,18/2","1 Pump","VeroLine-IPL",{"$f":"VLOOKUP(B8,'Wilo Price List'!B:H,5,FALSE)","v":{"v":1039,"d":"£1,039"}},"PG03",180]
[null,2089572,"IPL25/90-0,25/2","1 Pump","VeroLine-IPL",{"$f":"VLOOKUP(B9,'Wilo Price List'!B:H,5,FALSE)","v":{"v":1049,"d":"£1,049"}},"PG03",180]
[]
[null,2089573,"IPL30/70-0,12/2","1 Pump","VeroLine-IPL",{"$f":"VLOOKUP(B11,'Wilo Price List'!B:H,5,FALSE)","v":{"v":999,"d":"£999"}},"PG03",180]
[null,2089574,"IPL30/80-0,12/2","1 Pump","VeroLine-IPL",{"$f":"VLOOKUP(B12,'Wilo Price List'!B:H,5,FALSE)","v":{"v":996,"d":"£996"}},"PG03",180]
[null,2089575,"IPL30/85-0,18/2","1 Pump","VeroLine-IPL",{"$f":"VLOOKUP(B13,'Wilo Price List'!B:H,5,FALSE)","v":{"v":1038,"d":"£1,038"}},"PG03",180]
[null,2089576,"IPL30/90-0,25/2","1 Pump","VeroLine-IPL",{"$f":"VLOOKUP(B14,'Wilo Price List'!B:H,5,FALSE)","v":{"v":1048,"d":"£1,048"}},"PG03",180]
[]
[null,2150342,"IPL32/105-0,12/4","1 Pump","VeroLine-IPL",{"$f":"VLOOKUP(B16,'Wilo Price List'!B:H,5,FALSE)","v":{"v":1239,"d":"£1,239"}},"PG03",260]
[null,2152928,"IPL32/105-0,75/2-IE3","1 Pump","VeroLine-IPL",{"$f":"VLOOKUP(B17,'Wilo Price List'!B:H,5,FALSE)","v":{"v":1172,"d":"£1,172"}},"PG03",260]
[null,2152929,"IPL32/125-1,1/2-IE3","1 Pump","VeroLine-IPL",{"$f":"VLOOKUP(B18,'Wilo Price List'!B:H,5,FALSE)","v":{"v":1319,"d":"£1,319"}},"PG03",260]
[null,2150343,"IPL32/135-0,25/4","1 Pump","VeroLine-IPL",{"$f":"VLOOKUP(B19,'Wilo Price List'!B:H,5,FALSE)","v":{"v":1083,"d":"£1,083"}},"PG03",260]
[null,2152930,"IPL32/135-1,1/2-IE3","1 Pump","VeroLine-IPL",{"$f":"VLOOKUP(B20,'Wilo Price List'!B:H,5,FALSE)","v":{"v":1341,"d":"£1,341"}},"PG03",260]
[null,2152931,"IPL32/135-1,5/2-IE3","1 Pump","VeroLine-IPL",{"$f":"VLOOKUP(B21,'Wilo Price List'!B:H,5,FALSE)","v":{"v":1420,"d":"£1,420"}},"PG03",260]
[null,2121199,"IPL32/165-3/2-IE3","1 Pump","VeroLine-IPL",{"$f":"VLOOKUP(B22,'Wilo Price List'!B:H,5,FALSE)","v":{"v":1978,"d":"£1,978"}},"PG03",320]
[null,2121200,"IPL32/175-4/2-IE3","1 Pump","VeroLine-IPL",{"$f":"VLOOKUP(B23,'Wilo Price List'!B:H,5,FALSE)","v":{"v":2257,"d":"£2,257"}},"PG03",320]
[null,2150335,"IPL32/85-0,37/2","1 Pump","VeroLine-IPL",{"$f":"VLOOKUP(B24,'Wilo Price List'!B:H,5,FALSE)","v":{"v":990,"d":"£990"}},"PG03",260]
[]
[null,2089553,"IPL40/110-0,12/4","1 Pump","VeroLine-IPL",{"$f":"VLOOKUP(B26,'Wilo Price List'!B:H,5,FALSE)","v":{"v":1174,"d":"£1,174"}},"PG03",250]
[null,2089585,"IPL40/115-0,55/2","1 Pump","VeroLine-IPL",{"$f":"VLOOKUP(B27,'Wilo Price List'!B:H,5,FALSE)","v":{"v":1265,"d":"£1,265"}},"PG03",250]
[null,2121201,"IPL40/120-1,5/2-IE3","1 Pump","VeroLine-IPL",{"$f":"VLOOKUP(B28,'Wilo Price List'!B:H,5,FALSE)","v":{"v":1361,"d":"£1,361"}},"PG03",320]
[null,2089554,"IPL40/130-0,25/4","1 Pump","VeroLine-IPL",{"$f":"VLOOKUP(B29,'Wilo Price List'!B:H,5,FALSE)","v":{"v":1078,"d":"£1,078"}},"PG03",320]
[null,2121202,"IPL40/130-2,2/2-IE3","1 Pump","VeroLine-IPL",{"$f":"VLOOKUP(B30,'Wilo Price List'!B:H,5,FALSE)","v":{"v":1521,"d":"£1,521"}},"PG03",320]
[null,2121203,"IPL40/150-3/2-IE3","1 Pump","VeroLine-IPL",{"$f":"VLOOKUP(B31,'Wilo Price List'!B:H,5,FALSE)","v":{"v":1820,"d":"£1,820"}},"PG03",320]
[null,2089555,"IPL40/160-0,37/4","1 Pump","VeroLine-IPL",{"$f":"VLOOKUP(B32,'Wilo Price List'!B:H,5,FALSE)","v":{"v":1289,"d":"£1,289"}},"PG03",320]
[null,2121204,"IPL40/160-4/2-IE3","1 Pump","VeroLine-IPL",{"$f":"VLOOKUP(B33,'Wilo Price List'!B:H,5,FALSE)","v":{"v":1941,"d":"£1,941"}},"PG03",320]
[null,2121205,"IPL40/165-4/2-IE3","1 Pump","VeroLine-IPL",{"$f":"VLOOKUP(B34,'Wilo Price List'!B:H,5,FALSE)","v":{"v":2213,"d":"£2,213"}},"PG03",340]
[null,2121206,"IPL40/175-5,5/2-IE3","1 Pump","VeroLine-IPL",{"$f":"VLOOKUP(B35,'Wilo Price List'!B:H,5,FALSE)","v":{"v":2814,"d":"£2,814"}},"PG03",340]
[null,2121207,"IPL40/195-7,5/2-IE3","1 Pump","VeroLine-IPL",{"$f":"VLOOKUP(B36,'Wilo Price List'!B:H,5,FALSE)","v":{"v":2970,"d":"£2,970"}},"PG03",440]
[null,2155494,"IPL40/75-0,12/2","1 Pump","VeroLine-IPL",{"$f":"VLOOKUP(B37,'Wilo Price List'!B:H,5,FALSE)","v":{"v":1228,"d":"£1,228"}},"PG03",250]
[null,2089695,"IPL40/80-0,09/4","1 Pump","VeroLine-IPL",{"$f":"VLOOKUP(B38,'Wilo Price List'!B:H,5,FALSE)","v":{"v":1511,"d":"£1,511"}},"PG03",250]
[null,2089584,"IPL40/90-0,37/2","1 Pump","VeroLine-IPL",{"$f":"VLOOKUP(B39,'Wilo Price List'!B:H,5,FALSE)","v":{"v":1141,"d":"£1,141"}},"PG03",250]
[]
[null,2150344,"IPL50/105-0,12/4","1 Pump","VeroLine-IPL",{"$f":"VLOOKUP(B41,'Wilo Price List'!B:H,5,FALSE)","v":{"v":1062,"d":"£1,062"}},"PG03",280]
[null,2152934,"IPL50/105-0,75/2-IE3","1 Pump","VeroLine-IPL",{"$f":"VLOOKUP(B42,'Wilo Price List'!B:H,5,FALSE)","v":{"v":1507,"d":"£1,507"}},"PG03",280]
[null,2112395,"IPL50/120-0,25/4","1 Pump","VeroLine-IPL",{"$f":"VLOOKUP(B43,'Wilo Price List'!B:H,5,FALSE)","v":{"v":1204,"d":"£1,204"}},"PG03",340]
[null,2121209,"IPL50/120-1,5/2-IE3","1 Pump","VeroLine-IPL",{"$f":"VLOOKUP(B44,'Wilo Price List'!B:H,5,FALSE)","v":{"v":1550,"d":"£1,550"}},"PG03",340]
[null,2089557,"IPL50/130-0,37/4","1 Pump","VeroLine-IPL",{"$f":"VLOOKUP(B45,'Wilo Price List'!B:H,5,FALSE)","v":{"v":1322,"d":"£1,322"}},"PG03",340]
[null,2121210,"IPL50/130-2,2/2-IE3","1 Pump","VeroLine-IPL",{"$f":"VLOOKUP(B46,'Wilo Price List'!B:H,5,FALSE)","v":{"v":1646,"d":"£1,646"}},"PG03",340]
[null,2121211,"IPL50/140-3/2-IE3","1 Pump","VeroLine-IPL",{"$f":"VLOOKUP(B47,'Wilo Price List'!B:H,5,FALSE)","v":{"v":1845,"d":"£1,845"}},"PG03",340]
[null,2121212,"IPL50/150-4/2-IE3","1 Pump","VeroLine-IPL",{"$f":"VLOOKUP(B48,'Wilo Price List'!B:H,5,FALSE)","v":{"v":1962,"d":"£1,962"}},"PG03",340]
[null,2121213,"IPL50/155-4/2-IE3","1 Pump","VeroLine-IPL",{"$f":"VLOOKUP(B49,'Wilo Price List'!B:H,5,FALSE)","v":{"v":2251,"d":"£2,251"}},"PG03",340]
[null,2089558,"IPL50/160-0,55/4","1 Pump","VeroLine-IPL",{"$f":"VLOOKUP(B50,'Wilo Price List'!B:H,5,FALSE)","v":{"v":1482,"d":"£1,482"}},"PG03",340]
[null,2121214,"IPL50/165-5,5/2-IE3","1 Pump","VeroLine-IPL",{"$f":"VLOOKUP(B51,'Wilo Price List'!B:H,5,FALSE)","v":{"v":2760,"d":"£2,760"}},"PG03",340]
[null,2121215,"IPL50/175-5,5/2-IE3","1 Pump","VeroLine-IPL",{"$f":"VLOOKUP(B52,'Wilo Price List'!B:H,5,FALSE)","v":{"v":2760,"d":"£2,760"}},"PG03",340]
[null,2121216,"IPL50/175-7,5/2-IE3","1 Pump","VeroLine-IPL",{"$f":"VLOOKUP(B53,'Wilo Price List'!B:H,5,FALSE)","v":{"v":2888,"d":"£2,888"}},"PG03",340]
[null,2121217,"IPL50/185-7,5/2-IE3","1 Pump","VeroLine-IPL",{"$f":"VLOOKUP(B54,'Wilo Price List'!B:H,5,FALSE)","v":{"v":3075,"d":"£3,075"}},"PG03",440]
[null,2152442,"IPL50/95-0,55/2","1 Pump","VeroLine-IPL",{"$f":"VLOOKUP(B55,'Wilo Price List'!B:H,5,FALSE)","v":{"v":1419,"d":"£1,419"}},"PG03",280]
[]
[null,2129203,"IPL65/110-0,25/4","1 Pump","VeroLine-IPL",{"$f":"VLOOKUP(B57,'Wilo Price List'!B:H,5,FALSE)","v":{"v":1413,"d":"£1,413"}},"PG03",340]
[null,2121219,"IPL65/110-2,2/2-IE3","1 Pump","VeroLine-IPL",{"$f":"VLOOKUP(B58,'Wilo Price List'!B:H,5,FALSE)","v":{"v":1915,"d":"£1,915"}},"PG03",340]
[null,2121218,"IPL65/115-1,5/2-IE3","1 Pump","VeroLine-IPL",{"$f":"VLOOKUP(B59,'Wilo Price List'!B:H,5,FALSE)","v":{"v":1841,"d":"£1,841"}},"PG03",340]
[null,2129204,"IPL65/120-0,37/4","1 Pump","VeroLine-IPL",{"$f":"VLOOKUP(B60,'Wilo Price List'!B:H,5,FALSE)","v":{"v":1482,"d":"£1,482"}},"PG03",340]
[null,2121220,"IPL65/120-3/2-IE3","1 Pump","VeroLine-IPL",{"$f":"VLOOKUP(B61,'Wilo Price List'!B:H,5,FALSE)","v":{"v":2081,"d":"£2,081"}},"PG03",340]
[null,2129205,"IPL65/130-0,55/4","1 Pump","VeroLine-IPL",{"$f":"VLOOKUP(B62,'Wilo Price List'!B:H,5,FALSE)","v":{"v":1516,"d":"£1,516"}},"PG03",340]
[null,2121221,"IPL65/130-4/2-IE3","1 Pump","VeroLine-IPL",{"$f":"VLOOKUP(B63,'Wilo Price List'!B:H,5,FALSE)","v":{"v":2192,"d":"£2,192"}},"PG03",340]
[null,2121222,"IPL65/145-5,5/2-IE3","1 Pump","VeroLine-IPL",{"$f":"VLOOKUP(B64,'Wilo Price List'!B:H,5,FALSE)","v":{"v":2643,"d":"£2,643"}},"PG03",340]
[null,2121223,"IPL65/155-5,5/2-IE3","1 Pump","VeroLine-IPL",{"$f":"VLOOKUP(B65,'Wilo Price List'!B:H,5,FALSE)","v":{"v":2616,"d":"£2,616"}},"PG03",340]
[null,2121224,"IPL65/155-7,5/2-IE3","1 Pump","VeroLine-IPL",{"$f":"VLOOKUP(B66,'Wilo Price List'!B:H,5,FALSE)","v":{"v":2798,"d":"£2,798"}},"PG03",340]
[null,2121225,"IPL65/165-5,5/2-IE3","1 Pump","VeroLine-IPL",{"$f":"VLOOKUP(B67,'Wilo Price List'!B:H,5,FALSE)","v":{"v":2977,"d":"£2,977"}},"PG03",430]
[null,2121226,"IPL65/175-5,5/2-IE3","1 Pump","VeroLine-IPL",{"$f":"VLOOKUP(B68,'Wilo Price List'!B:H,5,FALSE)","v":{"v":2978,"d":"£2,978"}},"PG03",430]
[null,2121227,"IPL65/175-7,5/2-IE3","1 Pump","VeroLine-IPL",{"$f":"VLOOKUP(B69,'Wilo Price List'!B:H,5,FALSE)","v":{"v":3196,"d":"£3,196"}},"PG03",430]
[]
[null,2121229,"IPL80/105-3/2-IE3","1 Pump","VeroLine-IPL",{"$f":"VLOOKUP(B71,'Wilo Price List'!B:H,5,FALSE)","v":{"v":2185,"d":"£2,185"}},"PG03",360]
[null,2121189,"IPL80/110-4/2-IE3","1 Pump","VeroLine-IPL",{"$f":"VLOOKUP(B72,'Wilo Price List'!B:H,5,FALSE)","v":{"v":2293,"d":"£2,293"}},"PG03",360]
[null,2121228,"IPL80/115-2,2/2-IE3","1 Pump","VeroLine-IPL",{"$f":"VLOOKUP(B73,'Wilo Price List'!B:H,5,FALSE)","v":{"v":2132,"d":"£2,132"}},"PG03",360]
[null,2129206,"IPL80/120-0,55/4","1 Pump","VeroLine-IPL",{"$f":"VLOOKUP(B74,'Wilo Price List'!B:H,5,FALSE)","v":{"v":1663,"d":"£1,663"}},"PG03",360]
[null,2121230,"IPL80/120-4/2-IE3","1 Pump","VeroLine-IPL",{"$f":"VLOOKUP(B75,'Wilo Price List'!B:H,5,FALSE)","v":{"v":2293,"d":"£2,293"}},"PG03",360]
[null,2121190,"IPL80/125-0,75/4-IE3","1 Pump","VeroLine-IPL",{"$f":"VLOOKUP(B76,'Wilo Price List'!B:H,5,FALSE)","v":{"v":1859,"d":"£1,859"}},"PG03",360]
[null,2121191,"IPL80/140-1,1/4-IE3","1 Pump","VeroLine-IPL",{"$f":"VLOOKUP(B77,'Wilo Price List'!B:H,5,FALSE)","v":{"v":2074,"d":"£2,074"}},"PG03",360]
[null,2121231,"IPL80/145-5,5/2-IE3","1 Pump","VeroLine-IPL",{"$f":"VLOOKUP(B78,'Wilo Price List'!B:H,5,FALSE)","v":{"v":2920,"d":"£2,920"}},"PG03",400]
[null,2121232,"IPL80/155-7,5/2-IE3","1 Pump","VeroLine-IPL",{"$f":"VLOOKUP(B79,'Wilo Price List'!B:H,5,FALSE)","v":{"v":2986,"d":"£2,986"}},"PG03",440]
[]
[null,2121192,"IPL100/135-1,1/4-IE3","1 Pump","VeroLine-IPL",{"$f":"VLOOKUP(B81,'Wilo Price List'!B:H,5,FALSE)","v":{"v":3132,"d":"£3,132"}},"PG03",500]
[null,2121193,"IPL100/145-1,5/4-IE3","1 Pump","VeroLine-IPL",{"$f":"VLOOKUP(B82,'Wilo Price List'!B:H,5,FALSE)","v":{"v":3250,"d":"£3,250"}},"PG03",500]
[null,2121194,"IPL100/165-2,2/4-IE3","1 Pump","VeroLine-IPL",{"$f":"VLOOKUP(B83,'Wilo Price List'!B:H,5,FALSE)","v":{"v":3475,"d":"£3,475"}},"PG03",500]
[null,2121195,"IPL100/175-3/4-IE3","1 Pump","VeroLine-IPL",{"$f":"VLOOKUP(B84,'Wilo Price List'!B:H,5,FALSE)","v":{"v":3753,"d":"£3,753"}},"PG03",500]

{"sheet":"DL","index":13,"n_rows":155,"n_cols":10,"rows_kept":155,"merged":[[1,1,2,7],[1,9,2,10]]}
[]
[null,"DL",{"$nulls":7},"Home"]
[]
[]
[null,"Article No. \n(or variant)","Article description","Type \n(Pump / Accessory / Spare Part / Addon / Service)","Product range","List Price","Price group","Port to Port (MM)"]
[null,2089227,"DL32/140-0,25/4","1 Pump","CronoTwin-DL",{"$f":"VLOOKUP(B6,'Wilo Price List'!B:H,5,FALSE)","v":{"v":4497,"d":"£4,497"}},"PG03",320]
[null,2121010,"DL32/140-1,5/2-IE3","1 Pump","CronoTwin-DL",{"$f":"VLOOKUP(B7,'Wilo Price List'!B:H,5,FALSE)","v":{"v":4719,"d":"£4,719"}},"PG03",320]
[null,2089226,"DL32/150-0,37/4","1 Pump","CronoTwin-DL",{"$f":"VLOOKUP(B8,'Wilo Price List'!B:H,5,FALSE)","v":{"v":4529,"d":"£4,529"}},"PG03",320]
[null,2121011,"DL32/150-2,2/2-IE3","1 Pump","CronoTwin-DL",{"$f":"VLOOKUP(B9,'Wilo Price List'!B:H,5,FALSE)","v":{"v":4825,"d":"£4,825"}},"PG03",320]
[null,2121012,"DL32/160-2,2/2-IE3","1 Pump","CronoTwin-DL",{"$f":"VLOOKUP(B10,'Wilo Price List'!B:H,5,FALSE)","v":{"v":4819,"d":"£4,819"}},"PG03",320]
[null,2121013,"DL32/160-3/2-IE3","1 Pump","CronoTwin-DL",{"$f":"VLOOKUP(B11,'Wilo Price List'!B:H,5,FALSE)","v":{"v":5142,"d":"£5,142"}},"PG03",320]
[null,2063734,"DL32/170-0,55/4","1 Pump","CronoTwin-DL",{"$f":"VLOOKUP(B12,'Wilo Price List'!B:H,5,FALSE)","v":{"v":4941,"d":"£4,941"}},"PG03",320]
[null,2121014,"DL32/170-3/2-IE3","1 Pump","CronoTwin-DL",{"$f":"VLOOKUP(B13,'Wilo Price List'!B:H,5,FALSE)","v":{"v":5134,"d":"£5,134"}},"PG03",320]
[null,2121015,"DL32/170-4/2-IE3","1 Pump","CronoTwin-DL",{"$f":"VLOOKUP(B14,'Wilo Price List'!B:H,5,FALSE)","v":{"v":5467,"d":"£5,467"}},"PG03",320]
[]
[null,2089239,"DL40/140-0,25/4","1 Pump","CronoTwin-DL",{"$f":"VLOOKUP(B16,'Wilo Price List'!B:H,5,FALSE)","v":{"v":4490,"d":"£4,490"}},"PG03",340]
[null,2121016,"DL40/140-2,2/2-IE3","1 Pump","CronoTwin-DL",{"$f":"VLOOKUP(B17,'Wilo Price List'!B:H,5,FALSE)","v":{"v":4822,"d":"£4,822"}},"PG03",340]
[null,2089238,"DL40/150-0,37/4","1 Pump","CronoTwin-DL",{"$f":"VLOOKUP(B18,'Wilo Price List'!B:H,5,FALSE)","v":{"v":4541,"d":"£4,541"}},"PG03",340]
[null,2121017,"DL40/150-3/2-IE3","1 Pump","CronoTwin-DL",{"$f":"VLOOKUP(B19,'Wilo Price List'!B:H,5,FALSE)","v":{"v":5156,"d":"£5,156"}},"PG03",340]
[null,2089237,"DL40/160-0,55/4","1 Pump","CronoTwin-DL",{"$f":"VLOOKUP(B20,'Wilo Price List'!B:H,5,FALSE)","v":{"v":4922,"d":"£4,922"}},"PG03",340]
[null,2121018,"DL40/160-4/2-IE3","1 Pump","CronoTwin-DL",{"$f":"VLOOKUP(B21,'Wilo Price List'!B:H,5,FALSE)","v":{"v":5497,"d":"£5,497"}},"PG03",340]
[null,2120943,"DL40/170-0,75/4-IE3","1 Pump","CronoTwin-DL",{"$f":"VLOOKUP(B22,'Wilo Price List'!B:H,5,FALSE)","v":{"v":5510,"d":"£5,510"}},"PG03",340]
[null,2121019,"DL40/170-5,5/2-IE3","1 Pump","CronoTwin-DL",{"$f":"VLOOKUP(B23,'Wilo Price List'!B:H,5,FALSE)","v":{"v":7012,"d":"£7,012"}},"PG03",340]
[null,2121020,"DL40/200-7,5/2-IE3","1 Pump","CronoTwin-DL",{"$f":"VLOOKUP(B24,'Wilo Price List'!B:H,5,FALSE)","v":{"v":6850,"d":"£6,850"}},"PG03",440]
[null,2120944,"DL40/210-1,1/4-IE3","1 Pump","CronoTwin-DL",{"$f":"VLOOKUP(B25,'Wilo Price List'!B:H,5,FALSE)","v":{"v":4619,"d":"£4,619"}},"PG03",440]
[null,2120945,"DL40/220-1,5/4-IE3","1 Pump","CronoTwin-DL",{"$f":"VLOOKUP(B26,'Wilo Price List'!B:H,5,FALSE)","v":{"v":4708,"d":"£4,708"}},"PG03",440]
[null,2121021,"DL40/220-11/2-IE3","1 Pump","CronoTwin-DL",{"$f":"VLOOKUP(B27,'Wilo Price List'!B:H,5,FALSE)","v":{"v":8781,"d":"£8,781"}},"PG03",440]
[]
[null,2121022,"DL50/110-1,5/2-IE3","1 Pump","CronoTwin-DL",{"$f":"VLOOKUP(B29,'Wilo Price List'!B:H,5,FALSE)","v":{"v":4606,"d":"£4,606"}},"PG03",340]
[null,2121023,"DL50/120-2,2/2-IE3","1 Pump","CronoTwin-DL",{"$f":"VLOOKUP(B30,'Wilo Price List'!B:H,5,FALSE)","v":{"v":4751,"d":"£4,751"}},"PG03",340]
[null,2121024,"DL50/130-3/2-IE3","1 Pump","CronoTwin-DL",{"$f":"VLOOKUP(B31,'Wilo Price List'!B:H,5,FALSE)","v":{"v":5219,"d":"£5,219"}},"PG03",340]
[null,2121025,"DL50/140-3/2-IE3","1 Pump","CronoTwin-DL",{"$f":"VLOOKUP(B32,'Wilo Price List'!B:H,5,FALSE)","v":{"v":5156,"d":"£5,156"}},"PG03",340]
[null,2121026,"DL50/140-4/2-IE3","1 Pump","CronoTwin-DL",{"$f":"VLOOKUP(B33,'Wilo Price List'!B:H,5,FALSE)","v":{"v":5497,"d":"£5,497"}},"PG03",340]
[null,2089253,"DL50/150-0,55/4","1 Pump","CronoTwin-DL",{"$f":"VLOOKUP(B34,'Wilo Price List'!B:H,5,FALSE)","v":{"v":4701,"d":"£4,701"}},"PG03",340]
[null,2120946,"DL50/160-0,75/4-IE3","1 Pump","CronoTwin-DL",{"$f":"VLOOKUP(B35,'Wilo Price List'!B:H,5,FALSE)","v":{"v":5278,"d":"£5,278"}},"PG03",340]
[null,2121027,"DL50/160-5,5/2-IE3","1 Pump","CronoTwin-DL",{"$f":"VLOOKUP(B36,'Wilo Price List'!B:H,5,FALSE)","v":{"v":6976,"d":"£6,976"}},"PG03",340]
[null,2120947,"DL50/170-1,1/4-IE3","1 Pump","CronoTwin-DL",{"$f":"VLOOKUP(B37,'Wilo Price List'!B:H,5,FALSE)","v":{"v":4512,"d":"£4,512"}},"PG03",340]
[null,2121028,"DL50/170-5,5/2-IE3","1 Pump","CronoTwin-DL",{"$f":"VLOOKUP(B38,'Wilo Price List'!B:H,5,FALSE)","v":{"v":7085,"d":"£7,085"}},"PG03",340]
[null,2121029,"DL50/170-7,5/2-IE3","1 Pump","CronoTwin-DL",{"$f":"VLOOKUP(B39,'Wilo Price List'!B:H,5,FALSE)","v":{"v":7134,"d":"£7,134"}},"PG03",340]
[null,2121030,"DL50/180-7,5/2-IE3","1 Pump","CronoTwin-DL",{"$f":"VLOOKUP(B40,'Wilo Price List'!B:H,5,FALSE)","v":{"v":7556,"d":"£7,556"}},"PG03",440]
[null,2120948,"DL50/200-1,5/4-IE3","1 Pump","CronoTwin-DL",{"$f":"VLOOKUP(B41,'Wilo Price List'!B:H,5,FALSE)","v":{"v":5260,"d":"£5,260"}},"PG03",440]
[null,2121031,"DL50/210-11/2-IE3","1 Pump","CronoTwin-DL",{"$f":"VLOOKUP(B42,'Wilo Price List'!B:H,5,FALSE)","v":{"v":9311,"d":"£9,311"}},"PG03",440]
[null,2121032,"DL50/220-11/2-IE3","1 Pump","CronoTwin-DL",{"$f":"VLOOKUP(B43,'Wilo Price List'!B:H,5,FALSE)","v":{"v":9579,"d":"£9,579"}},"PG03",440]
[null,2121033,"DL50/220-15/2-IE3","1 Pump","CronoTwin-DL",{"$f":"VLOOKUP(B44,'Wilo Price List'!B:H,5,FALSE)","v":{"v":9698,"d":"£9,698"}},"PG03",440]
[null,2120949,"DL50/220-2,2/4-IE3","1 Pump","CronoTwin-DL",{"$f":"VLOOKUP(B45,'Wilo Price List'!B:H,5,FALSE)","v":{"v":5795,"d":"£5,795"}},"PG03",440]
[null,2120950,"DL50/260-3/4-IE3","1 Pump","CronoTwin-DL",{"$f":"VLOOKUP(B46,'Wilo Price List'!B:H,5,FALSE)","v":{"v":6403,"d":"£6,403"}},"PG03",440]
[null,2120951,"DL50/270-3/4-IE3","1 Pump","CronoTwin-DL",{"$f":"VLOOKUP(B47,'Wilo Price List'!B:H,5,FALSE)","v":{"v":6401,"d":"£6,401"}},"PG03",440]
[null,2120952,"DL50/270-4/4-IE3","1 Pump","CronoTwin-DL",{"$f":"VLOOKUP(B48,'Wilo Price List'!B:H,5,FALSE)","v":{"v":6672,"d":"£6,672"}},"PG03",440]
[]
[null,2121034,"DL65/110-3/2-IE3","1 Pump","CronoTwin-DL",{"$f":"VLOOKUP(B50,'Wilo Price List'!B:H,5,FALSE)","v":{"v":5500,"d":"£5,500"}},"PG03",340]
[null,2139468,"DL65/120-0,55/4","1 Pump","CronoTwin-DL",{"$f":"VLOOKUP(B51,'Wilo Price List'!B:H,5,FALSE)","v":{"v":4954,"d":"£4,954"}},"PG03",340]
[null,2121035,"DL65/120-3/2-IE3","1 Pump","CronoTwin-DL",{"$f":"VLOOKUP(B52,'Wilo Price List'!B:H,5,FALSE)","v":{"v":5475,"d":"£5,475"}},"PG03",340]
[null,2121036,"DL65/120-4/2-IE3","1 Pump","CronoTwin-DL",{"$f":"VLOOKUP(B53,'Wilo Price List'!B:H,5,FALSE)","v":{"v":5801,"d":"£5,801"}},"PG03",340]
[null,2142054,"DL65/130-0,75/4-IE3","1 Pump","CronoTwin-DL",{"$f":"VLOOKUP(B54,'Wilo Price List'!B:H,5,FALSE)","v":{"v":5538,"d":"£5,538"}},"PG03",340]
[null,2121037,"DL65/130-5,5/2-IE3","1 Pump","CronoTwin-DL",{"$f":"VLOOKUP(B55,'Wilo Price List'!B:H,5,FALSE)","v":{"v":6785,"d":"£6,785"}},"PG03",340]
[null,2142055,"DL65/140-1,1/4-IE3","1 Pump","CronoTwin-DL",{"$f":"VLOOKUP(B56,'Wilo Price List'!B:H,5,FALSE)","v":{"v":4827,"d":"£4,827"}},"PG03",340]
[null,2121038,"DL65/140-5,5/2-IE3","1 Pump","CronoTwin-DL",{"$f":"VLOOKUP(B57,'Wilo Price List'!B:H,5,FALSE)","v":{"v":6736,"d":"£6,736"}},"PG03",340]
[null,2121039,"DL65/140-7,5/2-IE3","1 Pump","CronoTwin-DL",{"$f":"VLOOKUP(B58,'Wilo Price List'!B:H,5,FALSE)","v":{"v":7236,"d":"£7,236"}},"PG03",340]
[null,2120953,"DL65/150-0,75/4-IE3","1 Pump","CronoTwin-DL",{"$f":"VLOOKUP(B59,'Wilo Price List'!B:H,5,FALSE)","v":{"v":5406,"d":"£5,406"}},"PG03",430]
[null,2121040,"DL65/150-5,5/2-IE3","1 Pump","CronoTwin-DL",{"$f":"VLOOKUP(B60,'Wilo Price List'!B:H,5,FALSE)","v":{"v":6981,"d":"£6,981"}},"PG03",430]
[null,2120954,"DL65/160-1,1/4-IE3","1 Pump","CronoTwin-DL",{"$f":"VLOOKUP(B61,'Wilo Price List'!B:H,5,FALSE)","v":{"v":4719,"d":"£4,719"}},"PG03",430]
[null,2121041,"DL65/160-5,5/2-IE3","1 Pump","CronoTwin-DL",{"$f":"VLOOKUP(B62,'Wilo Price List'!B:H,5,FALSE)","v":{"v":6984,"d":"£6,984"}},"PG03",430]
[null,2121042,"DL65/160-7,5/2-IE3","1 Pump","CronoTwin-DL",{"$f":"VLOOKUP(B63,'Wilo Price List'!B:H,5,FALSE)","v":{"v":7484,"d":"£7,484"}},"PG03",430]
[null,2120955,"DL65/170-1,1/4-IE3","1 Pump","CronoTwin-DL",{"$f":"VLOOKUP(B64,'Wilo Price List'!B:H,5,FALSE)","v":{"v":4705,"d":"£4,705"}},"PG03",430]
[null,2120956,"DL65/170-1,5/4-IE3","1 Pump","CronoTwin-DL",{"$f":"VLOOKUP(B65,'Wilo Price List'!B:H,5,FALSE)","v":{"v":4802,"d":"£4,802"}},"PG03",430]
[null,2121043,"DL65/170-11/2-IE3","1 Pump","CronoTwin-DL",{"$f":"VLOOKUP(B66,'Wilo Price List'!B:H,5,FALSE)","v":{"v":9151,"d":"£9,151"}},"PG03",430]
[null,2121044,"DL65/200-11/2-IE3","1 Pump","CronoTwin-DL",{"$f":"VLOOKUP(B67,'Wilo Price List'!B:H,5,FALSE)","v":{"v":9535,"d":"£9,535"}},"PG03",475]
[null,2121045,"DL65/200-15/2-IE3","1 Pump","CronoTwin-DL",{"$f":"VLOOKUP(B68,'Wilo Price List'!B:H,5,FALSE)","v":{"v":10300,"d":"£10,300"}},"PG03",475]
[null,2121046,"DL65/210-15/2-IE3","1 Pump","CronoTwin-DL",{"$f":"VLOOKUP(B69,'Wilo Price List'!B:H,5,FALSE)","v":{"v":10300,"d":"£10,300"}},"PG03",475]
[null,2121047,"DL65/210-18,5/2-IE3","1 Pump","CronoTwin-DL",{"$f":"VLOOKUP(B70,'Wilo Price List'!B:H,5,FALSE)","v":{"v":12288,"d":"£12,288"}},"PG03",475]
[null,2120957,"DL65/210-2,2/4-IE3","1 Pump","CronoTwin-DL",{"$f":"VLOOKUP(B71,'Wilo Price List'!B:H,5,FALSE)","v":{"v":5984,"d":"£5,984"}},"PG03",475]
[null,2121048,"DL65/220-18,5/2-IE3","1 Pump","CronoTwin-DL",{"$f":"VLOOKUP(B72,'Wilo Price List'!B:H,5,FALSE)","v":{"v":12288,"d":"£12,288"}},"PG03",475]
[null,2120958,"DL65/220-2,2/4-IE3","1 Pump","CronoTwin-DL",{"$f":"VLOOKUP(B73,'Wilo Price List'!B:H,5,FALSE)","v":{"v":5958,"d":"£5,958"}},"PG03",475]
[null,2121049,"DL65/220-22/2-IE3","1 Pump","CronoTwin-DL",{"$f":"VLOOKUP(B74,'Wilo Price List'!B:H,5,FALSE)","v":{"v":13781,"d":"£13,781"}},"PG03",475]
[null,2120959,"DL65/220-3/4-IE3","1 Pump","CronoTwin-DL",{"$f":"VLOOKUP(B75,'Wilo Price List'!B:H,5,FALSE)","v":{"v":6148,"d":"£6,148"}},"PG03",475]
[null,2120960,"DL65/250-3/4-IE3","1 Pump","CronoTwin-DL",{"$f":"VLOOKUP(B76,'Wilo Price List'!B:H,5,FALSE)","v":{"v":6850,"d":"£6,850"}},"PG03",475]
[null,2120961,"DL65/250-4/4-IE3","1 Pump","CronoTwin-DL",{"$f":"VLOOKUP(B77,'Wilo Price List'!B:H,5,FALSE)","v":{"v":6819,"d":"£6,819"}},"PG03",475]
[null,2120962,"DL65/270-5,5/4-IE3","1 Pump","CronoTwin-DL",{"$f":"VLOOKUP(B78,'Wilo Price List'!B:H,5,FALSE)","v":{"v":7931,"d":"£7,931"}},"PG03",475]
[]
[null,2121050,"DL80/120-4/2-IE3","1 Pump","CronoTwin-DL",{"$f":"VLOOKUP(B80,'Wilo Price List'!B:H,5,FALSE)","v":{"v":5643,"d":"£5,643"}},"PG03",400]
[null,2121051,"DL80/130-5,5/2-IE3","1 Pump","CronoTwin-DL",{"$f":"VLOOKUP(B81,'Wilo Price List'!B:H,5,FALSE)","v":{"v":6678,"d":"£6,678"}},"PG03",400]
[null,2121052,"DL80/140-7,5/2-IE3","1 Pump","CronoTwin-DL",{"$f":"VLOOKUP(B82,'Wilo Price List'!B:H,5,FALSE)","v":{"v":7182,"d":"£7,182"}},"PG03",400]
[null,2120963,"DL80/150-1,1/4-IE3","1 Pump","CronoTwin-DL",{"$f":"VLOOKUP(B83,'Wilo Price List'!B:H,5,FALSE)","v":{"v":5024,"d":"£5,024"}},"PG03",440]
[null,2121053,"DL80/150-7,5/2-IE3","1 Pump","CronoTwin-DL",{"$f":"VLOOKUP(B84,'Wilo Price List'!B:H,5,FALSE)","v":{"v":7830,"d":"£7,830"}},"PG03",440]
[null,2120964,"DL80/160-1,5/4-IE3","1 Pump","CronoTwin-DL",{"$f":"VLOOKUP(B85,'Wilo Price List'!B:H,5,FALSE)","v":{"v":5082,"d":"£5,082"}},"PG03",440]
[null,2121054,"DL80/160-11/2-IE3","1 Pump","CronoTwin-DL",{"$f":"VLOOKUP(B86,'Wilo Price List'!B:H,5,FALSE)","v":{"v":9499,"d":"£9,499"}},"PG03",440]
[null,2121055,"DL80/170-11/2-IE3","1 Pump","CronoTwin-DL",{"$f":"VLOOKUP(B87,'Wilo Price List'!B:H,5,FALSE)","v":{"v":9503,"d":"£9,503"}},"PG03",440]
[null,2121056,"DL80/170-15/2-IE3","1 Pump","CronoTwin-DL",{"$f":"VLOOKUP(B88,'Wilo Price List'!B:H,5,FALSE)","v":{"v":9876,"d":"£9,876"}},"PG03",440]
[null,2120965,"DL80/170-2,2/4-IE3","1 Pump","CronoTwin-DL",{"$f":"VLOOKUP(B89,'Wilo Price List'!B:H,5,FALSE)","v":{"v":5527,"d":"£5,527"}},"PG03",440]
[null,2121057,"DL80/190-15/2-IE3","1 Pump","CronoTwin-DL",{"$f":"VLOOKUP(B90,'Wilo Price List'!B:H,5,FALSE)","v":{"v":10394,"d":"£10,394"}},"PG03",500]
[null,2121058,"DL80/190-18,5/2-IE3","1 Pump","CronoTwin-DL",{"$f":"VLOOKUP(B91,'Wilo Price List'!B:H,5,FALSE)","v":{"v":11392,"d":"£11,392"}},"PG03",500]
[null,2121059,"DL80/200-18,5/2-IE3","1 Pump","CronoTwin-DL",{"$f":"VLOOKUP(B92,'Wilo Price List'!B:H,5,FALSE)","v":{"v":11392,"d":"£11,392"}},"PG03",500]
[null,2121060,"DL80/200-22/2-IE3","1 Pump","CronoTwin-DL",{"$f":"VLOOKUP(B93,'Wilo Price List'!B:H,5,FALSE)","v":{"v":13170,"d":"£13,170"}},"PG03",500]
[null,2120966,"DL80/210-3/4-IE3","1 Pump","CronoTwin-DL",{"$f":"VLOOKUP(B94,'Wilo Price List'!B:H,5,FALSE)","v":{"v":6784,"d":"£6,784"}},"PG03",500]
[null,2121061,"DL80/220-30/2-IE3","1 Pump","CronoTwin-DL",{"$f":"VLOOKUP(B95,'Wilo Price List'!B:H,5,FALSE)","v":{"v":15680,"d":"£15,680"}},"PG03",500]
[null,2120967,"DL80/220-4/4-IE3","1 Pump","CronoTwin-DL",{"$f":"VLOOKUP(B96,'Wilo Price List'!B:H,5,FALSE)","v":{"v":7381,"d":"£7,381"}},"PG03",500]
[null,2120968,"DL80/270-5,5/4-IE3","1 Pump","CronoTwin-DL",{"$f":"VLOOKUP(B97,'Wilo Price List'!B:H,5,FALSE)","v":{"v":8316,"d":"£8,316"}},"PG03",500]
[]
[null,2120969,"DL100/145-1,1/4-IE3","1 Pump","CronoTwin-DL",{"$f":"VLOOKUP(B99,'Wilo Price List'!B:H,5,FALSE)","v":{"v":6018,"d":"£6,018"}},"PG03",500]
[null,2121062,"DL100/145-11/2-IE3","1 Pump","CronoTwin-DL",{"$f":"VLOOKUP(B100,'Wilo Price List'!B:H,5,FALSE)","v":{"v":10265,"d":"£10,265"}},"PG03",500]
[null,2120970,"DL100/150-1,5/4-IE3","1 Pump","CronoTwin-DL",{"$f":"VLOOKUP(B101,'Wilo Price List'!B:H,5,FALSE)","v":{"v":7228,"d":"£7,228"}},"PG03",500]
[null,2121063,"DL100/150-15/2-IE3","1 Pump","CronoTwin-DL",{"$f":"VLOOKUP(B102,'Wilo Price List'!B:H,5,FALSE)","v":{"v":10578,"d":"£10,578"}},"PG03",500]
[null,2121064,"DL100/160-15/2-IE3","1 Pump","CronoTwin-DL",{"$f":"VLOOKUP(B103,'Wilo Price List'!B:H,5,FALSE)","v":{"v":10578,"d":"£10,578"}},"PG03",500]
[null,2121065,"DL100/160-18,5/2-IE3","1 Pump","CronoTwin-DL",{"$f":"VLOOKUP(B104,'Wilo Price List'!B:H,5,FALSE)","v":{"v":11089,"d":"£11,089"}},"PG03",500]
[null,2120971,"DL100/160-2,2/4-IE3","1 Pump","CronoTwin-DL",{"$f":"VLOOKUP(B105,'Wilo Price List'!B:H,5,FALSE)","v":{"v":7724,"d":"£7,724"}},"PG03",500]
[null,2121066,"DL100/165-22/2-IE3","1 Pump","CronoTwin-DL",{"$f":"VLOOKUP(B106,'Wilo Price List'!B:H,5,FALSE)","v":{"v":14879,"d":"£14,879"}},"PG03",500]
[null,2120972,"DL100/170-3/4-IE3","1 Pump","CronoTwin-DL",{"$f":"VLOOKUP(B107,'Wilo Price List'!B:H,5,FALSE)","v":{"v":7807,"d":"£7,807"}},"PG03",500]
[null,2121067,"DL100/170-30/2-IE3","1 Pump","CronoTwin-DL",{"$f":"VLOOKUP(B108,'Wilo Price List'!B:H,5,FALSE)","v":{"v":17534,"d":"£17,534"}},"PG03",500]
[null,2121068,"DL100/190-30/2-IE3","1 Pump","CronoTwin-DL",{"$f":"VLOOKUP(B109,'Wilo Price List'!B:H,5,FALSE)","v":{"v":18206,"d":"£18,206"}},"PG03",550]
[null,2120973,"DL100/200-3/4-IE3","1 Pump","CronoTwin-DL",{"$f":"VLOOKUP(B110,'Wilo Price List'!B:H,5,FALSE)","v":{"v":8321,"d":"£8,321"}},"PG03",550]
[null,2120974,"DL100/200-4/4-IE3","1 Pump","CronoTwin-DL",{"$f":"VLOOKUP(B111,'Wilo Price List'!B:H,5,FALSE)","v":{"v":8545,"d":"£8,545"}},"PG03",550]
[null,2121069,"DL100/210-30/2-IE3","1 Pump","CronoTwin-DL",{"$f":"VLOOKUP(B112,'Wilo Price List'!B:H,5,FALSE)","v":{"v":18206,"d":"£18,206"}},"PG03",550]
[null,2121070,"DL100/210-37/2-IE3","1 Pump","CronoTwin-DL",{"$f":"VLOOKUP(B113,'Wilo Price List'!B:H,5,FALSE)","v":{"v":23241,"d":"£23,241"}},"PG03",550]
[null,2120975,"DL100/220-5,5/4-IE3","1 Pump","CronoTwin-DL",{"$f":"VLOOKUP(B114,'Wilo Price List'!B:H,5,FALSE)","v":{"v":9628,"d":"£9,628"}},"PG03",550]
[null,2120976,"DL100/250-5,5/4-IE3","1 Pump","CronoTwin-DL",{"$f":"VLOOKUP(B115,'Wilo Price List'!B:H,5,FALSE)","v":{"v":10829,"d":"£10,829"}},"PG03",550]
[null,2120977,"DL100/250-7,5/4-IE3","1 Pump","CronoTwin-DL",{"$f":"VLOOKUP(B116,'Wilo Price List'!B:H,5,FALSE)","v":{"v":11990,"d":"£11,990"}},"PG03",550]
[null,2120978,"DL100/260-11/4-IE3","1 Pump","CronoTwin-DL",{"$f":"VLOOKUP(B117,'Wilo Price List'!B:H,5,FALSE)","v":{"v":12346,"d":"£12,346"}},"PG03",550]
[null,2120979,"DL100/270-11/4-IE3","1 Pump","CronoTwin-DL",{"$f":"VLOOKUP(B118,'Wilo Price List'!B:H,5,FALSE)","v":{"v":14307,"d":"£14,307"}},"PG03",550]
[]
[null,2120980,"DL125/190-4/4-IE3","1 Pump","CronoTwin-DL",{"$f":"VLOOKUP(B120,'Wilo Price List'!B:H,5,FALSE)","v":{"v":9521,"d":"£9,521"}},"PG03",620]
[null,2120981,"DL125/210-5,5/4-IE3","1 Pump","CronoTwin-DL",{"$f":"VLOOKUP(B121,'Wilo Price List'!B:H,5,FALSE)","v":{"v":11083,"d":"£11,083"}},"PG03",620]
[null,2120982,"DL125/220-5,5/4-IE3","1 Pump","CronoTwin-DL",{"$f":"VLOOKUP(B122,'Wilo Price List'!B:H,5,FALSE)","v":{"v":11571,"d":"£11,571"}},"PG03",620]
[null,2120983,"DL125/220-7,5/4-IE3","1 Pump","CronoTwin-DL",{"$f":"VLOOKUP(B123,'Wilo Price List'!B:H,5,FALSE)","v":{"v":12843,"d":"£12,843"}},"PG03",620]
[null,2120984,"DL125/250-11/4-IE3","1 Pump","CronoTwin-DL",{"$f":"VLOOKUP(B124,'Wilo Price List'!B:H,5,FALSE)","v":{"v":14911,"d":"£14,911"}},"PG03",620]
[null,2120985,"DL125/270-11/4-IE3","1 Pump","CronoTwin-DL",{"$f":"VLOOKUP(B125,'Wilo Price List'!B:H,5,FALSE)","v":{"v":15332,"d":"£15,332"}},"PG03",620]
[null,2120986,"DL125/270-15/4-IE3","1 Pump","CronoTwin-DL",{"$f":"VLOOKUP(B126,'Wilo Price List'!B:H,5,FALSE)","v":{"v":18054,"d":"£18,054"}},"PG03",620]
[null,2120987,"DL125/300-18,5/4-IE3","1 Pump","CronoTwin-DL",{"$f":"VLOOKUP(B127,'Wilo Price List'!B:H,5,FALSE)","v":{"v":18231,"d":"£18,231"}},"PG03",700]
[null,2120988,"DL125/320-18,5/4-IE3","1 Pump","CronoTwin-DL",{"$f":"VLOOKUP(B128,'Wilo Price List'!B:H,5,FALSE)","v":{"v":18231,"d":"£18,231"}},"PG03",700]
[null,2120989,"DL125/320-22/4-IE3","1 Pump","CronoTwin-DL",{"$f":"VLOOKUP(B129,'Wilo Price List'!B:H,5,FALSE)","v":{"v":19587,"d":"£19,587"}},"PG03",700]
[null,2120990,"DL125/340-30/4-IE3","1 Pump","CronoTwin-DL",{"$f":"VLOOKUP(B130,'Wilo Price List'!B:H,5,FALSE)","v":{"v":20874,"d":"£20,874"}},"PG03",700]
[]
[null,2120991,"DL150/190-5,5/4-IE3","1 Pump","CronoTwin-DL",{"$f":"VLOOKUP(B132,'Wilo Price List'!B:H,5,FALSE)","v":{"v":12825,"d":"£12,825"}},"PG03",700]
[null,2120992,"DL150/200-7,5/4-IE3","1 Pump","CronoTwin-DL",{"$f":"VLOOKUP(B133,'Wilo Price List'!B:H,5,FALSE)","v":{"v":14422,"d":"£14,422"}},"PG03",700]
[null,2120993,"DL150/220-11/4-IE3","1 Pump","CronoTwin-DL",{"$f":"VLOOKUP(B134,'Wilo Price List'!B:H,5,FALSE)","v":{"v":15108,"d":"£15,108"}},"PG03",700]
[null,2120994,"DL150/250-15/4-IE3","1 Pump","CronoTwin-DL",{"$f":"VLOOKUP(B135,'Wilo Price List'!B:H,5,FALSE)","v":{"v":17535,"d":"£17,535"}},"PG03",700]
[null,2120995,"DL150/260-15/4-IE3","1 Pump","CronoTwin-DL",{"$f":"VLOOKUP(B136,'Wilo Price List'!B:H,5,FALSE)","v":{"v":18581,"d":"£18,581"}},"PG03",700]
[null,2120996,"DL150/260-18,5/4-IE3","1 Pump","CronoTwin-DL",{"$f":"VLOOKUP(B137,'Wilo Price List'!B:H,5,FALSE)","v":{"v":20260,"d":"£20,260"}},"PG03",700]
[null,2120997,"DL150/270-18,5/4-IE3","1 Pump","CronoTwin-DL",{"$f":"VLOOKUP(B138,'Wilo Price List'!B:H,5,FALSE)","v":{"v":20260,"d":"£20,260"}},"PG03",700]
[null,2120998,"DL150/270-22/4-IE3","1 Pump","CronoTwin-DL",{"$f":"VLOOKUP(B139,'Wilo Price List'!B:H,5,FALSE)","v":{"v":21511,"d":"£21,511"}},"PG03",700]
[null,2151765,"DL150/305-30/4-IE3","1 Pump","CronoTwin-DL",{"$f":"VLOOKUP(B140,'Wilo Price List'!B:H,5,FALSE)","v":{"v":27800,"d":"£27,800"}},"PG03",770]
[null,2151764,"DL150/325-30/4-IE3","1 Pump","CronoTwin-DL",{"$f":"VLOOKUP(B141,'Wilo Price List'!B:H,5,FALSE)","v":{"v":27800,"d":"£27,800"}},"PG03",770]
[null,2151763,"DL150/325-37/4-IE3","1 Pump","CronoTwin-DL",{"$f":"VLOOKUP(B142,'Wilo Price List'!B:H,5,FALSE)","v":{"v":29371,"d":"£29,371"}},"PG03",770]
[null,2151762,"DL150/335-37/4-IE3","1 Pump","CronoTwin-DL",{"$f":"VLOOKUP(B143,'Wilo Price List'!B:H,5,FALSE)","v":{"v":29371,"d":"£29,371"}},"PG03",770]
[null,2151761,"DL150/335-45/4-IE3","1 Pump","CronoTwin-DL",{"$f":"VLOOKUP(B144,'Wilo Price List'!B:H,5,FALSE)","v":{"v":34510,"d":"£34,510"}},"PG03",770]
[]
[null,2121003,"DL200/240-15/4-IE3","1 Pump","CronoTwin-DL",{"$f":"VLOOKUP(B146,'Wilo Price List'!B:H,5,FALSE)","v":{"v":24502,"d":"£24,502"}},"PG03",800]
[null,2121004,"DL200/250-18,5/4-IE3","1 Pump","CronoTwin-DL",{"$f":"VLOOKUP(B147,'Wilo Price List'!B:H,5,FALSE)","v":{"v":25697,"d":"£25,697"}},"PG03",800]
[null,2121005,"DL200/260-22/4-IE3","1 Pump","CronoTwin-DL",{"$f":"VLOOKUP(B148,'Wilo Price List'!B:H,5,FALSE)","v":{"v":27699,"d":"£27,699"}},"PG03",800]
[null,2121006,"DL200/270-30/4-IE3","1 Pump","CronoTwin-DL",{"$f":"VLOOKUP(B149,'Wilo Price List'!B:H,5,FALSE)","v":{"v":29706,"d":"£29,706"}},"PG03",800]
[null,2142056,"DL200/300-37/4-IE3","1 Pump","CronoTwin-DL",{"$f":"VLOOKUP(B150,'Wilo Price List'!B:H,5,FALSE)","v":{"v":31736,"d":"£31,736"}},"PG03",820]
[null,2142057,"DL200/315-37/4-IE3","1 Pump","CronoTwin-DL",{"$f":"VLOOKUP(B151,'Wilo Price List'!B:H,5,FALSE)","v":{"v":31736,"d":"£31,736"}},"PG03",820]
[null,2142058,"DL200/335-37/4-IE3","1 Pump","CronoTwin-DL",{"$f":"VLOOKUP(B152,'Wilo Price List'!B:H,5,FALSE)","v":{"v":31736,"d":"£31,736"}},"PG03",820]
[null,2142059,"DL200/335-45/4-IE3","1 Pump","CronoTwin-DL",{"$f":"VLOOKUP(B153,'Wilo Price List'!B:H,5,FALSE)","v":{"v":35336,"d":"£35,336"}},"PG03",820]
[null,2142060,"DL200/345-45/4-IE3","1 Pump","CronoTwin-DL",{"$f":"VLOOKUP(B154,'Wilo Price List'!B:H,5,FALSE)","v":{"v":35336,"d":"£35,336"}},"PG03",820]
[null,2142061,"DL200/345-55/4-IE3","1 Pump","CronoTwin-DL",{"$f":"VLOOKUP(B155,'Wilo Price List'!B:H,5,FALSE)","v":{"v":40819,"d":"£40,819"}},"PG03",820]

{"sheet":"DPL","index":14,"n_rows":73,"n_cols":10,"rows_kept":73,"merged":[[1,1,2,7],[1,9,2,10]]}
[]
[null,"DPL",{"$nulls":7},"Home"]
[]
[]
[null,"Article No. \n(or variant)","Article description","Type \n(Pump / Accessory / Spare Part / Addon / Service)","Product range","List Price","Price group","Port to Port (MM)"]
[null,2150372,"DPL32/105-0,12/4","1 Pump","VeroTwin-DPL",{"$f":"VLOOKUP(B6,'Wilo Price List'!B:H,5,FALSE)","v":{"v":2132,"d":"£2,132"}},"PG03",260]
[null,2121239,"DPL32/105-0,75/2-IE3","1 Pump","VeroTwin-DPL",{"$f":"VLOOKUP(B7,'Wilo Price List'!B:H,5,FALSE)","v":{"v":2216,"d":"£2,216"}},"PG03",260]
[null,2121240,"DPL32/125-1,1/2-IE3","1 Pump","VeroTwin-DPL",{"$f":"VLOOKUP(B8,'Wilo Price List'!B:H,5,FALSE)","v":{"v":2497,"d":"£2,497"}},"PG03",260]
[null,2150373,"DPL32/135-0,25/4","1 Pump","VeroTwin-DPL",{"$f":"VLOOKUP(B9,'Wilo Price List'!B:H,5,FALSE)","v":{"v":2102,"d":"£2,102"}},"PG03",260]
[null,2121241,"DPL32/135-1,1/2-IE3","1 Pump","VeroTwin-DPL",{"$f":"VLOOKUP(B10,'Wilo Price List'!B:H,5,FALSE)","v":{"v":2532,"d":"£2,532"}},"PG03",260]
[null,2155462,"DPL32/135-1,5/2-IE3","1 Pump","VeroTwin-DPL",{"$f":"VLOOKUP(B11,'Wilo Price List'!B:H,5,FALSE)","v":{"v":2685,"d":"£2,685"}},"PG03",260]
[null,2121242,"DPL32/165-3/2-IE3","1 Pump","VeroTwin-DPL",{"$f":"VLOOKUP(B12,'Wilo Price List'!B:H,5,FALSE)","v":{"v":4161,"d":"£4,161"}},"PG03",320]
[null,2121243,"DPL32/175-4/2-IE3","1 Pump","VeroTwin-DPL",{"$f":"VLOOKUP(B13,'Wilo Price List'!B:H,5,FALSE)","v":{"v":4573,"d":"£4,573"}},"PG03",320]
[null,2150365,"DPL32/85-0,37/2","1 Pump","VeroTwin-DPL",{"$f":"VLOOKUP(B14,'Wilo Price List'!B:H,5,FALSE)","v":{"v":1873,"d":"£1,873"}},"PG03",260]
[null,2150366,"DPL32/95-0,55/2","1 Pump","VeroTwin-DPL",{"$f":"VLOOKUP(B15,'Wilo Price List'!B:H,5,FALSE)","v":{"v":2006,"d":"£2,006"}},"PG03",260]
[]
[null,2089643,"DPL40/115-0,55/2","1 Pump","VeroTwin-DPL",{"$f":"VLOOKUP(B17,'Wilo Price List'!B:H,5,FALSE)","v":{"v":2382,"d":"£2,382"}},"PG03",250]
[null,2121244,"DPL40/120-1,5/2-IE3","1 Pump","VeroTwin-DPL",{"$f":"VLOOKUP(B18,'Wilo Price List'!B:H,5,FALSE)","v":{"v":2572,"d":"£2,572"}},"PG03",320]
[null,2089620,"DPL40/130-0,25/4","1 Pump","VeroTwin-DPL",{"$f":"VLOOKUP(B19,'Wilo Price List'!B:H,5,FALSE)","v":{"v":2274,"d":"£2,274"}},"PG03",320]
[null,2121245,"DPL40/130-2,2/2-IE3","1 Pump","VeroTwin-DPL",{"$f":"VLOOKUP(B20,'Wilo Price List'!B:H,5,FALSE)","v":{"v":2879,"d":"£2,879"}},"PG03",320]
[null,2121246,"DPL40/150-3/2-IE3","1 Pump","VeroTwin-DPL",{"$f":"VLOOKUP(B21,'Wilo Price List'!B:H,5,FALSE)","v":{"v":3444,"d":"£3,444"}},"PG03",320]
[null,2089621,"DPL40/160-0,37/4","1 Pump","VeroTwin-DPL",{"$f":"VLOOKUP(B22,'Wilo Price List'!B:H,5,FALSE)","v":{"v":2583,"d":"£2,583"}},"PG03",320]
[null,2121247,"DPL40/160-4/2-IE3","1 Pump","VeroTwin-DPL",{"$f":"VLOOKUP(B23,'Wilo Price List'!B:H,5,FALSE)","v":{"v":3698,"d":"£3,698"}},"PG03",320]
[null,2121248,"DPL40/165-4/2-IE3","1 Pump","VeroTwin-DPL",{"$f":"VLOOKUP(B24,'Wilo Price List'!B:H,5,FALSE)","v":{"v":4560,"d":"£4,560"}},"PG03",340]
[null,2121249,"DPL40/175-5,5/2-IE3","1 Pump","VeroTwin-DPL",{"$f":"VLOOKUP(B25,'Wilo Price List'!B:H,5,FALSE)","v":{"v":5322,"d":"£5,322"}},"PG03",340]
[null,2121250,"DPL40/195-7,5/2-IE3","1 Pump","VeroTwin-DPL",{"$f":"VLOOKUP(B26,'Wilo Price List'!B:H,5,FALSE)","v":{"v":5431,"d":"£5,431"}},"PG03",440]
[null,2157302,"DPL40/75-0,12/2","1 Pump","VeroTwin-DPL",{"$f":"VLOOKUP(B27,'Wilo Price List'!B:H,5,FALSE)","v":{"v":2259,"d":"£2,259"}},"PG03",250]
[null,2089642,"DPL40/90-0,37/2","1 Pump","VeroTwin-DPL",{"$f":"VLOOKUP(B28,'Wilo Price List'!B:H,5,FALSE)","v":{"v":2159,"d":"£2,159"}},"PG03",250]
[]
[null,2150374,"DPL50/105-0,12/4","1 Pump","VeroTwin-DPL",{"$f":"VLOOKUP(B30,'Wilo Price List'!B:H,5,FALSE)","v":{"v":2351,"d":"£2,351"}},"PG03",280]
[null,2155465,"DPL50/105-0,75/2-IE3","1 Pump","VeroTwin-DPL",{"$f":"VLOOKUP(B31,'Wilo Price List'!B:H,5,FALSE)","v":{"v":2853,"d":"£2,853"}},"PG03",280]
[null,2121252,"DPL50/120-1,5/2-IE3","1 Pump","VeroTwin-DPL",{"$f":"VLOOKUP(B32,'Wilo Price List'!B:H,5,FALSE)","v":{"v":2932,"d":"£2,932"}},"PG03",340]
[null,2089623,"DPL50/130-0,37/4","1 Pump","VeroTwin-DPL",{"$f":"VLOOKUP(B33,'Wilo Price List'!B:H,5,FALSE)","v":{"v":2646,"d":"£2,646"}},"PG03",340]
[null,2121253,"DPL50/130-2,2/2-IE3","1 Pump","VeroTwin-DPL",{"$f":"VLOOKUP(B34,'Wilo Price List'!B:H,5,FALSE)","v":{"v":3104,"d":"£3,104"}},"PG03",340]
[null,2121254,"DPL50/140-3/2-IE3","1 Pump","VeroTwin-DPL",{"$f":"VLOOKUP(B35,'Wilo Price List'!B:H,5,FALSE)","v":{"v":3499,"d":"£3,499"}},"PG03",340]
[null,2121255,"DPL50/150-4/2-IE3","1 Pump","VeroTwin-DPL",{"$f":"VLOOKUP(B36,'Wilo Price List'!B:H,5,FALSE)","v":{"v":3749,"d":"£3,749"}},"PG03",340]
[null,2121256,"DPL50/155-4/2-IE3","1 Pump","VeroTwin-DPL",{"$f":"VLOOKUP(B37,'Wilo Price List'!B:H,5,FALSE)","v":{"v":4569,"d":"£4,569"}},"PG03",340]
[null,2089624,"DPL50/160-0,55/4","1 Pump","VeroTwin-DPL",{"$f":"VLOOKUP(B38,'Wilo Price List'!B:H,5,FALSE)","v":{"v":2967,"d":"£2,967"}},"PG03",340]
[null,2121257,"DPL50/165-5,5/2-IE3","1 Pump","VeroTwin-DPL",{"$f":"VLOOKUP(B39,'Wilo Price List'!B:H,5,FALSE)","v":{"v":5646,"d":"£5,646"}},"PG03",340]
[null,2121258,"DPL50/175-5,5/2-IE3","1 Pump","VeroTwin-DPL",{"$f":"VLOOKUP(B40,'Wilo Price List'!B:H,5,FALSE)","v":{"v":5214,"d":"£5,214"}},"PG03",340]
[null,2121259,"DPL50/175-7,5/2-IE3","1 Pump","VeroTwin-DPL",{"$f":"VLOOKUP(B41,'Wilo Price List'!B:H,5,FALSE)","v":{"v":5508,"d":"£5,508"}},"PG03",440]
[null,2121260,"DPL50/185-7,5/2-IE3","1 Pump","VeroTwin-DPL",{"$f":"VLOOKUP(B42,'Wilo Price List'!B:H,5,FALSE)","v":{"v":5943,"d":"£5,943"}},"PG03",440]
[null,2152445,"DPL50/95-0,55/2","1 Pump","VeroTwin-DPL",{"$f":"VLOOKUP(B43,'Wilo Price List'!B:H,5,FALSE)","v":{"v":2681,"d":"£2,681"}},"PG03",280]
[]
[null,2133205,"DPL65/110-0,25/4","1 Pump","VeroTwin-DPL",{"$f":"VLOOKUP(B45,'Wilo Price List'!B:H,5,FALSE)","v":{"v":2823,"d":"£2,823"}},"PG03",340]
[null,2121262,"DPL65/110-2,2/2-IE3","1 Pump","VeroTwin-DPL",{"$f":"VLOOKUP(B46,'Wilo Price List'!B:H,5,FALSE)","v":{"v":3617,"d":"£3,617"}},"PG03",340]
[null,2121261,"DPL65/115-1,5/2-IE3","1 Pump","VeroTwin-DPL",{"$f":"VLOOKUP(B47,'Wilo Price List'!B:H,5,FALSE)","v":{"v":3478,"d":"£3,478"}},"PG03",340]
[null,2133206,"DPL65/120-0,37/4","1 Pump","VeroTwin-DPL",{"$f":"VLOOKUP(B48,'Wilo Price List'!B:H,5,FALSE)","v":{"v":2962,"d":"£2,962"}},"PG03",340]
[null,2121263,"DPL65/120-3/2-IE3","1 Pump","VeroTwin-DPL",{"$f":"VLOOKUP(B49,'Wilo Price List'!B:H,5,FALSE)","v":{"v":3930,"d":"£3,930"}},"PG03",340]
[null,2133207,"DPL65/130-0,55/4","1 Pump","VeroTwin-DPL",{"$f":"VLOOKUP(B50,'Wilo Price List'!B:H,5,FALSE)","v":{"v":3021,"d":"£3,021"}},"PG03",340]
[null,2121264,"DPL65/130-4/2-IE3","1 Pump","VeroTwin-DPL",{"$f":"VLOOKUP(B51,'Wilo Price List'!B:H,5,FALSE)","v":{"v":4140,"d":"£4,140"}},"PG03",340]
[null,2121265,"DPL65/145-5,5/2-IE3","1 Pump","VeroTwin-DPL",{"$f":"VLOOKUP(B52,'Wilo Price List'!B:H,5,FALSE)","v":{"v":5400,"d":"£5,400"}},"PG03",340]
[null,2121266,"DPL65/155-5,5/2-IE3","1 Pump","VeroTwin-DPL",{"$f":"VLOOKUP(B53,'Wilo Price List'!B:H,5,FALSE)","v":{"v":5349,"d":"£5,349"}},"PG03",340]
[null,2121267,"DPL65/155-7,5/2-IE3","1 Pump","VeroTwin-DPL",{"$f":"VLOOKUP(B54,'Wilo Price List'!B:H,5,FALSE)","v":{"v":5780,"d":"£5,780"}},"PG03",340]
[null,2121268,"DPL65/165-5,5/2-IE3","1 Pump","VeroTwin-DPL",{"$f":"VLOOKUP(B55,'Wilo Price List'!B:H,5,FALSE)","v":{"v":5542,"d":"£5,542"}},"PG03",430]
[null,2121269,"DPL65/175-5,5/2-IE3","1 Pump","VeroTwin-DPL",{"$f":"VLOOKUP(B56,'Wilo Price List'!B:H,5,FALSE)","v":{"v":5542,"d":"£5,542"}},"PG03",430]
[null,2121270,"DPL65/175-7,5/2-IE3","1 Pump","VeroTwin-DPL",{"$f":"VLOOKUP(B57,'Wilo Price List'!B:H,5,FALSE)","v":{"v":5796,"d":"£5,796"}},"PG03",430]
[]
[null,2121272,"DPL80/105-3/2-IE3","1 Pump","VeroTwin-DPL",{"$f":"VLOOKUP(B59,'Wilo Price List'!B:H,5,FALSE)","v":{"v":4136,"d":"£4,136"}},"PG03",360]
[null,2121273,"DPL80/110-4/2-IE3","1 Pump","VeroTwin-DPL",{"$f":"VLOOKUP(B60,'Wilo Price List'!B:H,5,FALSE)","v":{"v":4339,"d":"£4,339"}},"PG03",360]
[null,2121271,"DPL80/115-2,2/2-IE3","1 Pump","VeroTwin-DPL",{"$f":"VLOOKUP(B61,'Wilo Price List'!B:H,5,FALSE)","v":{"v":4030,"d":"£4,030"}},"PG03",360]
[null,2133208,"DPL80/120-0,55/4","1 Pump","VeroTwin-DPL",{"$f":"VLOOKUP(B62,'Wilo Price List'!B:H,5,FALSE)","v":{"v":3320,"d":"£3,320"}},"PG03",360]
[null,2155463,"DPL80/120-4/2-IE3","1 Pump","VeroTwin-DPL",{"$f":"VLOOKUP(B63,'Wilo Price List'!B:H,5,FALSE)","v":{"v":4339,"d":"£4,339"}},"PG03",360]
[null,2155464,"DPL80/120-5,5/2-IE3","1 Pump","VeroTwin-DPL",{"$f":"VLOOKUP(B64,'Wilo Price List'!B:H,5,FALSE)","v":{"v":5070,"d":"£5,070"}},"PG03",360]
[null,2121233,"DPL80/125-0,75/4-IE3","1 Pump","VeroTwin-DPL",{"$f":"VLOOKUP(B65,'Wilo Price List'!B:H,5,FALSE)","v":{"v":3993,"d":"£3,993"}},"PG03",360]
[null,2121234,"DPL80/140-1,1/4-IE3","1 Pump","VeroTwin-DPL",{"$f":"VLOOKUP(B66,'Wilo Price List'!B:H,5,FALSE)","v":{"v":4343,"d":"£4,343"}},"PG03",360]
[null,2121274,"DPL80/145-5,5/2-IE3","1 Pump","VeroTwin-DPL",{"$f":"VLOOKUP(B67,'Wilo Price List'!B:H,5,FALSE)","v":{"v":5514,"d":"£5,514"}},"PG03",400]
[null,2121275,"DPL80/155-7,5/2-IE3","1 Pump","VeroTwin-DPL",{"$f":"VLOOKUP(B68,'Wilo Price List'!B:H,5,FALSE)","v":{"v":5758,"d":"£5,758"}},"PG03",400]
[]
[null,2121235,"DPL100/135-1,1/4-IE3","1 Pump","VeroTwin-DPL",{"$f":"VLOOKUP(B70,'Wilo Price List'!B:H,5,FALSE)","v":{"v":6325,"d":"£6,325"}},"PG03",500]
[null,2121236,"DPL100/145-1,5/4-IE3","1 Pump","VeroTwin-DPL",{"$f":"VLOOKUP(B71,'Wilo Price List'!B:H,5,FALSE)","v":{"v":6503,"d":"£6,503"}},"PG03",500]
[null,2121237,"DPL100/165-2,2/4-IE3","1 Pump","VeroTwin-DPL",{"$f":"VLOOKUP(B72,'Wilo Price List'!B:H,5,FALSE)","v":{"v":6951,"d":"£6,951"}},"PG03",500]
[null,2121238,"DPL100/175-3/4-IE3","1 Pump","VeroTwin-DPL",{"$f":"VLOOKUP(B73,'Wilo Price List'!B:H,5,FALSE)","v":{"v":7637,"d":"£7,637"}},"PG03",500]

{"sheet":"Yonos Giga 2.0","index":15,"n_rows":93,"n_cols":8,"rows_kept":93,"merged":[[1,1,2,5],[1,7,2,8],[6,1,6,4],[62,1,62,4]]}
[]
[null,"Yonos Giga",{"$nulls":5},"Home"]
[]
[]
[null,"Article No. \n(or variant)","Article description","List Price","Price group"]
[]
[null,"3~"]
[]
[null,2204971,"Yonos GIGA2.0-I 32/1-12/0,55",{"$f":"VLOOKUP(B9,'Wilo Price List'!B:F,5,FALSE)","v":{"v":4881,"d":"£4,881.00"}},"PG3"]
[null,2204970,"Yonos GIGA2.0-I 32/1-15/0,75",{"$f":"VLOOKUP(B10,'Wilo Price List'!B:F,5,FALSE)","v":{"v":5003,"d":"£5,003.00"}},"PG3"]
[null,2204969,"Yonos GIGA2.0-I 32/1-19/1,1",{"$f":"VLOOKUP(B11,'Wilo Price List'!B:F,5,FALSE)","v":{"v":5009,"d":"£5,009.00"}},"PG3"]
[null,2204968,"Yonos GIGA2.0-I 32/1-24/1,5",{"$f":"VLOOKUP(B12,'Wilo Price List'!B:F,5,FALSE)","v":{"v":5162,"d":"£5,162.00"}},"PG3"]
[null,2204973,"Yonos GIGA2.0-I 32/1-32/2,2",{"$f":"VLOOKUP(B13,'Wilo Price List'!B:F,5,FALSE)","v":{"v":5159,"d":"£5,159.00"}},"PG3"]
[]
[null,2204977,"Yonos GIGA2.0-I 40/1-8/0,55",{"$f":"VLOOKUP(B15,'Wilo Price List'!B:F,5,FALSE)","v":{"v":4928,"d":"£4,928.00"}},"PG3"]
[null,2204976,"Yonos GIGA2.0-I 40/1-10/0,75",{"$f":"VLOOKUP(B16,'Wilo Price List'!B:F,5,FALSE)","v":{"v":4995,"d":"£4,995.00"}},"PG3"]
[null,2204975,"Yonos GIGA2.0-I 40/1-13/1,1",{"$f":"VLOOKUP(B17,'Wilo Price List'!B:F,5,FALSE)","v":{"v":4995,"d":"£4,995.00"}},"PG3"]
[null,2204974,"Yonos GIGA2.0-I 40/1-16/1,5",{"$f":"VLOOKUP(B18,'Wilo Price List'!B:F,5,FALSE)","v":{"v":5085,"d":"£5,085.00"}},"PG3"]
[null,2204983,"Yonos GIGA2.0-I 40/1-21/2,2",{"$f":"VLOOKUP(B19,'Wilo Price List'!B:F,5,FALSE)","v":{"v":5151,"d":"£5,151.00"}},"PG3"]
[null,2204982,"Yonos GIGA2.0-I 40/1-26/3,0",{"$f":"VLOOKUP(B20,'Wilo Price List'!B:F,5,FALSE)","v":{"v":5149,"d":"£5,149.00"}},"PG3"]
[null,2204981,"Yonos GIGA2.0-I 40/1-31/4,0",{"$f":"VLOOKUP(B21,'Wilo Price List'!B:F,5,FALSE)","v":{"v":5468,"d":"£5,468.00"}},"PG3"]
[]
[null,2204987,"Yonos GIGA2.0-I 50/1-6/0,55",{"$f":"VLOOKUP(B23,'Wilo Price List'!B:F,5,FALSE)","v":{"v":5024,"d":"£5,024.00"}},"PG3"]
[null,2204986,"Yonos GIGA2.0-I 50/1-8/0,75",{"$f":"VLOOKUP(B24,'Wilo Price List'!B:F,5,FALSE)","v":{"v":5091,"d":"£5,091.00"}},"PG3"]
[null,2204985,"Yonos GIGA2.0-I 50/1-10/1,1",{"$f":"VLOOKUP(B25,'Wilo Price List'!B:F,5,FALSE)","v":{"v":5091,"d":"£5,091.00"}},"PG3"]
[null,2204984,"Yonos GIGA2.0-I 50/1-13/1,5",{"$f":"VLOOKUP(B26,'Wilo Price List'!B:F,5,FALSE)","v":{"v":5224,"d":"£5,224.00"}},"PG3"]
[null,2204993,"Yonos GIGA2.0-I 50/1-17/2,2",{"$f":"VLOOKUP(B27,'Wilo Price List'!B:F,5,FALSE)","v":{"v":5247,"d":"£5,247.00"}},"PG3"]
[null,2204992,"Yonos GIGA2.0-I 50/1-20/3,0",{"$f":"VLOOKUP(B28,'Wilo Price List'!B:F,5,FALSE)","v":{"v":5246,"d":"£5,246.00"}},"PG3"]
[null,2204991,"Yonos GIGA2.0-I 50/1-25/4,0",{"$f":"VLOOKUP(B29,'Wilo Price List'!B:F,5,FALSE)","v":{"v":5611,"d":"£5,611.00"}},"PG3"]
[]
[null,2204997,"Yonos GIGA2.0-I 65/1-5/0,55",{"$f":"VLOOKUP(B31,'Wilo Price List'!B:F,5,FALSE)","v":{"v":4937,"d":"£4,937.00"}},"PG3"]
[null,2204996,"Yonos GIGA2.0-I 65/1-6/0,75",{"$f":"VLOOKUP(B32,'Wilo Price List'!B:F,5,FALSE)","v":{"v":5101,"d":"£5,101.00"}},"PG3"]
[null,2204995,"Yonos GIGA2.0-I 65/1-8/1,1 2",{"$f":"VLOOKUP(B33,'Wilo Price List'!B:F,5,FALSE)","v":{"v":5104,"d":"£5,104.00"}},"PG3"]
[null,2204994,"Yonos GIGA2.0-I 65/1-10/1,5",{"$f":"VLOOKUP(B34,'Wilo Price List'!B:F,5,FALSE)","v":{"v":5238,"d":"£5,238.00"}},"PG3"]
[null,2205003,"Yonos GIGA2.0-I 65/1-14/2,2",{"$f":"VLOOKUP(B35,'Wilo Price List'!B:F,5,FALSE)","v":{"v":5260,"d":"£5,260.00"}},"PG3"]
[null,2205002,"Yonos GIGA2.0-I 65/1-16/3,0",{"$f":"VLOOKUP(B36,'Wilo Price List'!B:F,5,FALSE)","v":{"v":5329,"d":"£5,329.00"}},"PG3"]
[null,2205001,"Yonos GIGA2.0-I 65/1-20/4,0",{"$f":"VLOOKUP(B37,'Wilo Price List'!B:F,5,FALSE)","v":{"v":5586,"d":"£5,586.00"}},"PG3"]
[null,2205000,"Yonos GIGA2.0-I 65/1-24/5,5",{"$f":"VLOOKUP(B38,'Wilo Price List'!B:F,5,FALSE)","v":{"v":6431,"d":"£6,431.00"}},"PG3"]
[null,2204999,"Yonos GIGA2.0-I 65/1-31/7,5",{"$f":"VLOOKUP(B39,'Wilo Price List'!B:F,5,FALSE)","v":{"v":6431,"d":"£6,431.00"}},"PG3"]
[]
[null,2205007,"Yonos GIGA2.0-I 80/1-4/0,55",{"$f":"VLOOKUP(B41,'Wilo Price List'!B:F,5,FALSE)","v":{"v":5250,"d":"£5,250.00"}},"PG3"]
[null,2205006,"Yonos GIGA2.0-I 80/1-5/0,75",{"$f":"VLOOKUP(B42,'Wilo Price List'!B:F,5,FALSE)","v":{"v":5276,"d":"£5,276.00"}},"PG3"]
[null,2205005,"Yonos GIGA2.0-I 80/1-6/1,1 2",{"$f":"VLOOKUP(B43,'Wilo Price List'!B:F,5,FALSE)","v":{"v":5276,"d":"£5,276.00"}},"PG3"]
[null,2205004,"Yonos GIGA2.0-I 80/1-8/1,5 2",{"$f":"VLOOKUP(B44,'Wilo Price List'!B:F,5,FALSE)","v":{"v":5409,"d":"£5,409.00"}},"PG3"]
[null,2205013,"Yonos GIGA2.0-I 80/1-10/2,2",{"$f":"VLOOKUP(B45,'Wilo Price List'!B:F,5,FALSE)","v":{"v":5432,"d":"£5,432.00"}},"PG3"]
[null,2205012,"Yonos GIGA2.0-I 80/1-12/3,0",{"$f":"VLOOKUP(B46,'Wilo Price List'!B:F,5,FALSE)","v":{"v":5446,"d":"£5,446.00"}},"PG3"]
[null,2205011,"Yonos GIGA2.0-I 80/1-15/4,0",{"$f":"VLOOKUP(B47,'Wilo Price List'!B:F,5,FALSE)","v":{"v":5758,"d":"£5,758.00"}},"PG3"]
[null,2205010,"Yonos GIGA2.0-I 80/1-19/5,5",{"$f":"VLOOKUP(B48,'Wilo Price List'!B:F,5,FALSE)","v":{"v":6556,"d":"£6,556.00"}},"PG3"]
[null,2205009,"Yonos GIGA2.0-I 80/1-23/7,5",{"$f":"VLOOKUP(B49,'Wilo Price List'!B:F,5,FALSE)","v":{"v":6556,"d":"£6,556.00"}},"PG3"]
[]
[null,2205023,"Yonos GIGA2.0-I 100/1-8/2,2",{"$f":"VLOOKUP(B51,'Wilo Price List'!B:F,5,FALSE)","v":{"v":7541,"d":"£7,541.00"}},"PG3"]
[null,2205022,"Yonos GIGA2.0-I 100/1-9/3,0",{"$f":"VLOOKUP(B52,'Wilo Price List'!B:F,5,FALSE)","v":{"v":7524,"d":"£7,524.00"}},"PG3"]
[null,2205021,"Yonos GIGA2.0-I 100/1-11/4,0",{"$f":"VLOOKUP(B53,'Wilo Price List'!B:F,5,FALSE)","v":{"v":8957,"d":"£8,957.00"}},"PG3"]
[null,2205020,"Yonos GIGA2.0-I 100/1-14/5,5",{"$f":"VLOOKUP(B54,'Wilo Price List'!B:F,5,FALSE)","v":{"v":10927,"d":"£10,927.00"}},"PG3"]
[null,2205019,"Yonos GIGA2.0-I 100/1-18/7,5",{"$f":"VLOOKUP(B55,'Wilo Price List'!B:F,5,FALSE)","v":{"v":10873,"d":"£10,873.00"}},"PG3"]
[]
[null,2205028,"Yonos GIGA2.0-I 125/1-7/2,2",{"$f":"VLOOKUP(B57,'Wilo Price List'!B:F,5,FALSE)","v":{"v":7959,"d":"£7,959.00"}},"PG3"]
[null,2205027,"Yonos GIGA2.0-I 125/1-9/3,0",{"$f":"VLOOKUP(B58,'Wilo Price List'!B:F,5,FALSE)","v":{"v":7959,"d":"£7,959.00"}},"PG3"]
[null,2205026,"Yonos GIGA2.0-I 125/1-11/4,0",{"$f":"VLOOKUP(B59,'Wilo Price List'!B:F,5,FALSE)","v":{"v":9327,"d":"£9,327.00"}},"PG3"]
[null,2205025,"Yonos GIGA2.0-I 125/1-14/5,5",{"$f":"VLOOKUP(B60,'Wilo Price List'!B:F,5,FALSE)","v":{"v":11624,"d":"£11,624.00"}},"PG3"]
[null,2205024,"Yonos GIGA2.0-I 125/1-17/7,5",{"$f":"VLOOKUP(B61,'Wilo Price List'!B:F,5,FALSE)","v":{"v":11570,"d":"£11,570.00"}},"PG3"]
[]
[null,"1~"]
[]
[null,2207029,"Yonos GIGA2.0-I 32/1-9/M-0,37",{"$f":"VLOOKUP(B65,'Wilo Price List'!B:F,5,FALSE)","v":{"v":4592,"d":"£4,592.00"}},"PG3"]
[null,2207028,"Yonos GIGA2.0-I 32/1-12/M-0,55",{"$f":"VLOOKUP(B66,'Wilo Price List'!B:F,5,FALSE)","v":{"v":4592,"d":"£4,592.00"}},"PG3"]
[null,2207027,"Yonos GIGA2.0-I 32/1-15/M-0,75",{"$f":"VLOOKUP(B67,'Wilo Price List'!B:F,5,FALSE)","v":{"v":4734,"d":"£4,734.00"}},"PG3"]
[null,2207026,"Yonos GIGA2.0-I 32/1-19/M-1,1",{"$f":"VLOOKUP(B68,'Wilo Price List'!B:F,5,FALSE)","v":{"v":4734,"d":"£4,734.00"}},"PG3"]
[null,2207025,"Yonos GIGA2.0-I 32/1-24/M-1,5",{"$f":"VLOOKUP(B69,'Wilo Price List'!B:F,5,FALSE)","v":{"v":4728,"d":"£4,728.00"}},"PG3"]
[]
[null,2207034,"Yonos GIGA2.0-I 40/1-6/M-0,37",{"$f":"VLOOKUP(B71,'Wilo Price List'!B:F,5,FALSE)","v":{"v":4596,"d":"£4,596.00"}},"PG3"]
[null,2207033,"Yonos GIGA2.0-I 40/1-8/M-0,55",{"$f":"VLOOKUP(B72,'Wilo Price List'!B:F,5,FALSE)","v":{"v":4711,"d":"£4,711.00"}},"PG3"]
[null,2207032,"Yonos GIGA2.0-I 40/1-10/M-0,75",{"$f":"VLOOKUP(B73,'Wilo Price List'!B:F,5,FALSE)","v":{"v":4711,"d":"£4,711.00"}},"PG3"]
[null,2207031,"Yonos GIGA2.0-I 40/1-13/M-1,1",{"$f":"VLOOKUP(B74,'Wilo Price List'!B:F,5,FALSE)","v":{"v":4711,"d":"£4,711.00"}},"PG3"]
[null,2207030,"Yonos GIGA2.0-I 40/1-16/M-1,5",{"$f":"VLOOKUP(B75,'Wilo Price List'!B:F,5,FALSE)","v":{"v":4921,"d":"£4,921.00"}},"PG3"]
[]
[null,2207039,"Yonos GIGA2.0-I 50/1-5/M-0,37",{"$f":"VLOOKUP(B77,'Wilo Price List'!B:F,5,FALSE)","v":{"v":4691,"d":"£4,691.00"}},"PG3"]
[null,2207038,"Yonos GIGA2.0-I 50/1-6/M-0,55",{"$f":"VLOOKUP(B78,'Wilo Price List'!B:F,5,FALSE)","v":{"v":4807,"d":"£4,807.00"}},"PG3"]
[null,2207037,"Yonos GIGA2.0-I 50/1-8/M-0,75",{"$f":"VLOOKUP(B79,'Wilo Price List'!B:F,5,FALSE)","v":{"v":4807,"d":"£4,807.00"}},"PG3"]
[null,2207036,"Yonos GIGA2.0-I 50/1-10/M-1,1",{"$f":"VLOOKUP(B80,'Wilo Price List'!B:F,5,FALSE)","v":{"v":4807,"d":"£4,807.00"}},"PG3"]
[null,2207035,"Yonos GIGA2.0-I 50/1-13/M-1,5",{"$f":"VLOOKUP(B81,'Wilo Price List'!B:F,5,FALSE)","v":{"v":5019,"d":"£5,019.00"}},"PG3"]
[]
[null,2207044,"Yonos GIGA2.0-I 65/1-4/M-0,37",{"$f":"VLOOKUP(B83,'Wilo Price List'!B:F,5,FALSE)","v":{"v":4706,"d":"£4,706.00"}},"PG3"]
[null,2207043,"Yonos GIGA2.0-I 65/1-5/M-0,55",{"$f":"VLOOKUP(B84,'Wilo Price List'!B:F,5,FALSE)","v":{"v":4706,"d":"£4,706.00"}},"PG3"]
[null,2207042,"Yonos GIGA2.0-I 65/1-6/M-0,75",{"$f":"VLOOKUP(B85,'Wilo Price List'!B:F,5,FALSE)","v":{"v":4847,"d":"£4,847.00"}},"PG3"]
[null,2207041,"Yonos GIGA2.0-I 65/1-8/M-1,1",{"$f":"VLOOKUP(B86,'Wilo Price List'!B:F,5,FALSE)","v":{"v":4846,"d":"£4,846.00"}},"PG3"]
[null,2207040,"Yonos GIGA2.0-I 65/1-10/M-1,5",{"$f":"VLOOKUP(B87,'Wilo Price List'!B:F,5,FALSE)","v":{"v":5055,"d":"£5,055.00"}},"PG3"]
[]
[null,2207049,"Yonos GIGA2.0-I 80/1-3/M-0,37",{"$f":"VLOOKUP(B89,'Wilo Price List'!B:F,5,FALSE)","v":{"v":4883,"d":"£4,883.00"}},"PG3"]
[null,2207048,"Yonos GIGA2.0-I 80/1-4/M-0,55",{"$f":"VLOOKUP(B90,'Wilo Price List'!B:F,5,FALSE)","v":{"v":4999,"d":"£4,999.00"}},"PG3"]
[null,2207047,"Yonos GIGA2.0-I 80/1-5/M-0,75",{"$f":"VLOOKUP(B91,'Wilo Price List'!B:F,5,FALSE)","v":{"v":4999,"d":"£4,999.00"}},"PG3"]
[null,2207046,"Yonos GIGA2.0-I 80/1-6/M-1,1",{"$f":"VLOOKUP(B92,'Wilo Price List'!B:F,5,FALSE)","v":{"v":4999,"d":"£4,999.00"}},"PG3"]
[null,2207045,"Yonos GIGA2.0-I 80/1-8/M-1,5",{"$f":"VLOOKUP(B93,'Wilo Price List'!B:F,5,FALSE)","v":{"v":5208,"d":"£5,208.00"}},"PG3"]

{"sheet":"Stratos Giga I 2.0","index":16,"n_rows":94,"n_cols":8,"rows_kept":94,"merged":[[1,1,2,5],[1,7,2,8],[6,1,6,4],[60,1,60,4]]}
[]
[null,"Stratos Giga 2.0 I",{"$nulls":5},"Home"]
[]
[]
[null,"Article No. \n(or variant)","Article description","List Price","Price group"]
[]
[null,"3~"]
[]
[null,2204720,"Stratos GIGA2.0-I 32/1-25/1,5",{"$f":"VLOOKUP(B9,'Wilo Price List'!B:F,5,FALSE)","v":{"v":6644,"d":"£6,644.00"}},"PG3"]
[null,2204721,"Stratos GIGA2.0-I 32/1-20/1,1",{"$f":"VLOOKUP(B10,'Wilo Price List'!B:F,5,FALSE)","v":{"v":6480,"d":"£6,480.00"}},"PG3"]
[null,2204722,"Stratos GIGA2.0-I 32/1-15/0,75",{"$f":"VLOOKUP(B11,'Wilo Price List'!B:F,5,FALSE)","v":{"v":6311,"d":"£6,311.00"}},"PG3"]
[null,2204723,"Stratos GIGA2.0-I 32/1-13/0,55",{"$f":"VLOOKUP(B12,'Wilo Price List'!B:F,5,FALSE)","v":{"v":6126,"d":"£6,126.00"}},"PG3"]
[]
[null,2204726,"Stratos GIGA2.0-I 40/1-19/1,1",{"$f":"VLOOKUP(B14,'Wilo Price List'!B:F,5,FALSE)","v":{"v":6448,"d":"£6,448.00"}},"PG3"]
[null,2204727,"Stratos GIGA2.0-I 40/1-14/0,75",{"$f":"VLOOKUP(B15,'Wilo Price List'!B:F,5,FALSE)","v":{"v":6235,"d":"£6,235.00"}},"PG3"]
[null,2204728,"Stratos GIGA2.0-I 40/1-11/0,55",{"$f":"VLOOKUP(B16,'Wilo Price List'!B:F,5,FALSE)","v":{"v":6094,"d":"£6,094.00"}},"PG3"]
[]
[null,2204733,"Stratos GIGA2.0-I 50/1-17/1,1",{"$f":"VLOOKUP(B18,'Wilo Price List'!B:F,5,FALSE)","v":{"v":6521,"d":"£6,521.00"}},"PG3"]
[null,2204734,"Stratos GIGA2.0-I 50/1-13/0,75",{"$f":"VLOOKUP(B19,'Wilo Price List'!B:F,5,FALSE)","v":{"v":6251,"d":"£6,251.00"}},"PG3"]
[null,2204735,"Stratos GIGA2.0-I 50/1-10/0,55",{"$f":"VLOOKUP(B20,'Wilo Price List'!B:F,5,FALSE)","v":{"v":6181,"d":"£6,181.00"}},"PG3"]
[]
[null,2204740,"Stratos GIGA2.0-I 65/1-12/1,1",{"$f":"VLOOKUP(B22,'Wilo Price List'!B:F,5,FALSE)","v":{"v":6435,"d":"£6,435.00"}},"PG3"]
[null,2204741,"Stratos GIGA2.0-I 65/1-9/0,75",{"$f":"VLOOKUP(B23,'Wilo Price List'!B:F,5,FALSE)","v":{"v":6435,"d":"£6,435.00"}},"PG3"]
[null,2204742,"Stratos GIGA2.0-I 65/1-7/0,55",{"$f":"VLOOKUP(B24,'Wilo Price List'!B:F,5,FALSE)","v":{"v":6295,"d":"£6,295.00"}},"PG3"]
[]
[null,2204748,"Stratos GIGA2.0-I 80/1-10/1,1",{"$f":"VLOOKUP(B26,'Wilo Price List'!B:F,5,FALSE)","v":{"v":6744,"d":"£6,744.00"}},"PG3"]
[null,2204749,"Stratos GIGA2.0-I 80/1-8/0,75",{"$f":"VLOOKUP(B27,'Wilo Price List'!B:F,5,FALSE)","v":{"v":6695,"d":"£6,695.00"}},"PG3"]
[null,2204750,"Stratos GIGA2.0-I 80/1-6/0,55",{"$f":"VLOOKUP(B28,'Wilo Price List'!B:F,5,FALSE)","v":{"v":6625,"d":"£6,625.00"}},"PG3"]
[]
[null,2204725,"Stratos GIGA2.0-I 40/1-23/1,5",{"$f":"VLOOKUP(B30,'Wilo Price List'!B:F,5,FALSE)","v":{"v":6551,"d":"£6,551.00"}},"PG3"]
[null,2204730,"Stratos GIGA2.0-I 40/1-37/3,0",{"$f":"VLOOKUP(B31,'Wilo Price List'!B:F,5,FALSE)","v":{"v":6731,"d":"£6,731.00"}},"PG3"]
[null,2204731,"Stratos GIGA2.0-I 40/1-31/2,2",{"$f":"VLOOKUP(B32,'Wilo Price List'!B:F,5,FALSE)","v":{"v":6598,"d":"£6,598.00"}},"PG3"]
[]
[null,2204732,"Stratos GIGA2.0-I 50/1-20/1,5",{"$f":"VLOOKUP(B34,'Wilo Price List'!B:F,5,FALSE)","v":{"v":6660,"d":"£6,660.00"}},"PG3"]
[null,2204737,"Stratos GIGA2.0-I 50/1-37/3,0",{"$f":"VLOOKUP(B35,'Wilo Price List'!B:F,5,FALSE)","v":{"v":6820,"d":"£6,820.00"}},"PG3"]
[null,2204738,"Stratos GIGA2.0-I 50/1-30/2,2",{"$f":"VLOOKUP(B36,'Wilo Price List'!B:F,5,FALSE)","v":{"v":6687,"d":"£6,687.00"}},"PG3"]
[]
[null,2204739,"Stratos GIGA2.0-I 65/1-15/1,5",{"$f":"VLOOKUP(B38,'Wilo Price List'!B:F,5,FALSE)","v":{"v":6765,"d":"£6,765.00"}},"PG3"]
[null,2204744,"Stratos GIGA2.0-I 65/1-37/4,0",{"$f":"VLOOKUP(B39,'Wilo Price List'!B:F,5,FALSE)","v":{"v":7093,"d":"£7,093.00"}},"PG3"]
[null,2204745,"Stratos GIGA2.0-I 65/1-31/3,0",{"$f":"VLOOKUP(B40,'Wilo Price List'!B:F,5,FALSE)","v":{"v":6916,"d":"£6,916.00"}},"PG3"]
[null,2204746,"Stratos GIGA2.0-I 65/1-25/2,2",{"$f":"VLOOKUP(B41,'Wilo Price List'!B:F,5,FALSE)","v":{"v":6968,"d":"£6,968.00"}},"PG3"]
[]
[null,2204747,"Stratos GIGA2.0-I 80/1-13/1,5",{"$f":"VLOOKUP(B43,'Wilo Price List'!B:F,5,FALSE)","v":{"v":7189,"d":"£7,189.00"}},"PG3"]
[null,2204754,"Stratos GIGA2.0-I 80/1-30/4,0",{"$f":"VLOOKUP(B44,'Wilo Price List'!B:F,5,FALSE)","v":{"v":7392,"d":"£7,392.00"}},"PG3"]
[null,2204755,"Stratos GIGA2.0-I 80/1-24/3,0",{"$f":"VLOOKUP(B45,'Wilo Price List'!B:F,5,FALSE)","v":{"v":7244,"d":"£7,244.00"}},"PG3"]
[null,2204756,"Stratos GIGA2.0-I 80/1-20/2,2",{"$f":"VLOOKUP(B46,'Wilo Price List'!B:F,5,FALSE)","v":{"v":7244,"d":"£7,244.00"}},"PG3"]
[]
[null,2204758,"Stratos GIGA2.0-I 100/1-8/1,1",{"$f":"VLOOKUP(B48,'Wilo Price List'!B:F,5,FALSE)","v":{"v":7605,"d":"£7,605.00"}},"PG3"]
[null,2204757,"Stratos GIGA2.0-I 100/1-9/1,5",{"$f":"VLOOKUP(B49,'Wilo Price List'!B:F,5,FALSE)","v":{"v":7678,"d":"£7,678.00"}},"PG3"]
[null,2204764,"Stratos GIGA2.0-I 100/1-25/4,0",{"$f":"VLOOKUP(B50,'Wilo Price List'!B:F,5,FALSE)","v":{"v":7856,"d":"£7,856.00"}},"PG3"]
[null,2204765,"Stratos GIGA2.0-I 100/1-20/3,0",{"$f":"VLOOKUP(B51,'Wilo Price List'!B:F,5,FALSE)","v":{"v":7753,"d":"£7,753.00"}},"PG3"]
[null,2204766,"Stratos GIGA2.0-I 100/1-17/2,2",{"$f":"VLOOKUP(B52,'Wilo Price List'!B:F,5,FALSE)","v":{"v":7858,"d":"£7,858.00"}},"PG3"]
[null,2204774,"Stratos GIGA2.0-I 100/1-11/4,0",{"$f":"VLOOKUP(B53,'Wilo Price List'!B:F,5,FALSE)","v":{"v":10380,"d":"£10,380.00"}},"PG3"]
[null,2204775,"Stratos GIGA2.0-I 100/1-9/3,0",{"$f":"VLOOKUP(B54,'Wilo Price List'!B:F,5,FALSE)","v":{"v":8576,"d":"£8,576.00"}},"PG3"]
[null,2204776,"Stratos GIGA2.0-I 100/1-8/2,2",{"$f":"VLOOKUP(B55,'Wilo Price List'!B:F,5,FALSE)","v":{"v":8577,"d":"£8,577.00"}},"PG3"]
[]
[null,2204779,"Stratos GIGA2.0-I 125/1-11/4,0",{"$f":"VLOOKUP(B57,'Wilo Price List'!B:F,5,FALSE)","v":{"v":10746,"d":"£10,746.00"}},"PG3"]
[null,2204780,"Stratos GIGA2.0-I 125/1-9/3,0",{"$f":"VLOOKUP(B58,'Wilo Price List'!B:F,5,FALSE)","v":{"v":8980,"d":"£8,980.00"}},"PG3"]
[null,2204781,"Stratos GIGA2.0-I 125/1-7/2,2",{"$f":"VLOOKUP(B59,'Wilo Price List'!B:F,5,FALSE)","v":{"v":8995,"d":"£8,995.00"}},"PG3"]
[]
[]
[null,"1~"]
[null,2206909,"Stratos GIGA2.0-I 32/1-9/M-0,37",{"$f":"VLOOKUP(B63,'Wilo Price List'!B:F,5,FALSE)","v":{"v":6033,"d":"£6,033.00"}},"PG3"]
[null,2206908,"Stratos GIGA2.0-I 32/1-13/M-0,55",{"$f":"VLOOKUP(B64,'Wilo Price List'!B:F,5,FALSE)","v":{"v":6033,"d":"£6,033.00"}},"PG3"]
[null,2206907,"Stratos GIGA2.0-I 32/1-15/M-0,75",{"$f":"VLOOKUP(B65,'Wilo Price List'!B:F,5,FALSE)","v":{"v":6174,"d":"£6,174.00"}},"PG3"]
[null,2206906,"Stratos GIGA2.0-I 32/1-20/M-1,1",{"$f":"VLOOKUP(B66,'Wilo Price List'!B:F,5,FALSE)","v":{"v":6168,"d":"£6,168.00"}},"PG3"]
[null,2206905,"Stratos GIGA2.0-I 32/1-25/M-1,5",{"$f":"VLOOKUP(B67,'Wilo Price List'!B:F,5,FALSE)","v":{"v":6169,"d":"£6,169.00"}},"PG3"]
[]
[null,2206914,"Stratos GIGA2.0-I 40/1-8/M-0,37",{"$f":"VLOOKUP(B69,'Wilo Price List'!B:F,5,FALSE)","v":{"v":5665,"d":"£5,665.00"}},"PG3"]
[null,2206913,"Stratos GIGA2.0-I 40/1-11/M-0,55",{"$f":"VLOOKUP(B70,'Wilo Price List'!B:F,5,FALSE)","v":{"v":5665,"d":"£5,665.00"}},"PG3"]
[null,2206912,"Stratos GIGA2.0-I 40/1-14/M-0,75",{"$f":"VLOOKUP(B71,'Wilo Price List'!B:F,5,FALSE)","v":{"v":5807,"d":"£5,807.00"}},"PG3"]
[null,2206911,"Stratos GIGA2.0-I 40/1-19/M-1,1",{"$f":"VLOOKUP(B72,'Wilo Price List'!B:F,5,FALSE)","v":{"v":5801,"d":"£5,801.00"}},"PG3"]
[null,2206910,"Stratos GIGA2.0-I 40/1-23/M-1,5",{"$f":"VLOOKUP(B73,'Wilo Price List'!B:F,5,FALSE)","v":{"v":5801,"d":"£5,801.00"}},"PG3"]
[]
[null,2206919,"Stratos GIGA2.0-I 50/1-8/M-0,37",{"$f":"VLOOKUP(B75,'Wilo Price List'!B:F,5,FALSE)","v":{"v":5743,"d":"£5,743.00"}},"PG3"]
[null,2206918,"Stratos GIGA2.0-I 50/1-10/M-0,55",{"$f":"VLOOKUP(B76,'Wilo Price List'!B:F,5,FALSE)","v":{"v":5743,"d":"£5,743.00"}},"PG3"]
[null,2206917,"Stratos GIGA2.0-I 50/1-13/M-0,75",{"$f":"VLOOKUP(B77,'Wilo Price List'!B:F,5,FALSE)","v":{"v":5743,"d":"£5,743.00"}},"PG3"]
[null,2206916,"Stratos GIGA2.0-I 50/1-17/M-1,1",{"$f":"VLOOKUP(B78,'Wilo Price List'!B:F,5,FALSE)","v":{"v":5897,"d":"£5,897.00"}},"PG3"]
[null,2206915,"Stratos GIGA2.0-I 50/1-20/M-1,5",{"$f":"VLOOKUP(B79,'Wilo Price List'!B:F,5,FALSE)","v":{"v":5906,"d":"£5,906.00"}},"PG3"]
[]
[null,2206924,"Stratos GIGA2.0-I 65/1-5/M-0,37",{"$f":"VLOOKUP(B81,'Wilo Price List'!B:F,5,FALSE)","v":{"v":6105,"d":"£6,105.00"}},"PG3"]
[null,2206923,"Stratos GIGA2.0-I 65/1-7/M-0,55",{"$f":"VLOOKUP(B82,'Wilo Price List'!B:F,5,FALSE)","v":{"v":6105,"d":"£6,105.00"}},"PG3"]
[null,2206922,"Stratos GIGA2.0-I 65/1-9/M-0,75",{"$f":"VLOOKUP(B83,'Wilo Price List'!B:F,5,FALSE)","v":{"v":6246,"d":"£6,246.00"}},"PG3"]
[null,2206921,"Stratos GIGA2.0-I 65/1-12/M-1,1",{"$f":"VLOOKUP(B84,'Wilo Price List'!B:F,5,FALSE)","v":{"v":6246,"d":"£6,246.00"}},"PG3"]
[null,2206920,"Stratos GIGA2.0-I 65/1-15/M-1,5",{"$f":"VLOOKUP(B85,'Wilo Price List'!B:F,5,FALSE)","v":{"v":6240,"d":"£6,240.00"}},"PG3"]
[]
[null,2206929,"Stratos GIGA2.0-I 80/1-5/M-0,37",{"$f":"VLOOKUP(B87,'Wilo Price List'!B:F,5,FALSE)","v":{"v":6202,"d":"£6,202.00"}},"PG3"]
[null,2206928,"Stratos GIGA2.0-I 80/1-6/M-0,55",{"$f":"VLOOKUP(B88,'Wilo Price List'!B:F,5,FALSE)","v":{"v":6318,"d":"£6,318.00"}},"PG3"]
[null,2206927,"Stratos GIGA2.0-I 80/1-8/M-0,75",{"$f":"VLOOKUP(B89,'Wilo Price List'!B:F,5,FALSE)","v":{"v":6318,"d":"£6,318.00"}},"PG3"]
[null,2206926,"Stratos GIGA2.0-I 80/1-10/M-1,1",{"$f":"VLOOKUP(B90,'Wilo Price List'!B:F,5,FALSE)","v":{"v":6318,"d":"£6,318.00"}},"PG3"]
[null,2206925,"Stratos GIGA2.0-I 80/1-13/M-1,5",{"$f":"VLOOKUP(B91,'Wilo Price List'!B:F,5,FALSE)","v":{"v":6552,"d":"£6,552.00"}},"PG3"]
[]
[null,2206931,"Stratos GIGA2.0-I 100/1-8/M-1,1",{"$f":"VLOOKUP(B93,'Wilo Price List'!B:F,5,FALSE)","v":{"v":6951,"d":"£6,951.00"}},"PG3"]
[null,2206930,"Stratos GIGA2.0-I 100/1-9/M-1,5",{"$f":"VLOOKUP(B94,'Wilo Price List'!B:F,5,FALSE)","v":{"v":6950,"d":"£6,950.00"}},"PG3"]

{"sheet":"Stratos Giga D 2.0","index":17,"n_rows":114,"n_cols":8,"rows_kept":114,"merged":[[1,1,2,5],[1,7,2,8],[6,1,6,4]]}
[]
[null,"Stratos Giga 2.0 D",{"$nulls":5},"Home"]
[]
[]
[null,"Article No. \n(or variant)","Article description","List Price","Price group"]
[]
[null,"3~"]
[null,2205604,"Stratos GIGA2.0-D 32/1-25/1,5",{"$f":"VLOOKUP(B8,'Wilo Price List'!B:F,5,FALSE)","v":{"v":12535,"d":"£12,535.00"}},"PG3"]
[null,2205605,"Stratos GIGA2.0-D 32/1-20/1,1",{"$f":"VLOOKUP(B9,'Wilo Price List'!B:F,5,FALSE)","v":{"v":12208,"d":"£12,208.00"}},"PG3"]
[null,2205606,"Stratos GIGA2.0-D 32/1-15/0,75",{"$f":"VLOOKUP(B10,'Wilo Price List'!B:F,5,FALSE)","v":{"v":11782,"d":"£11,782.00"}},"PG3"]
[null,2205607,"Stratos GIGA2.0-D 32/1-13/0,55",{"$f":"VLOOKUP(B11,'Wilo Price List'!B:F,5,FALSE)","v":{"v":11500,"d":"£11,500.00"}},"PG3"]
[null,2205604,"Stratos GIGA2.0-D 32/1-25/1.5",{"$f":"VLOOKUP(B12,'Wilo Price List'!B:F,5,FALSE)","v":{"v":12535,"d":"£12,535.00"}},"PG3"]
[null,2205605,"Stratos GIGA2.0-D 32/1-20/1.1",{"$f":"VLOOKUP(B13,'Wilo Price List'!B:F,5,FALSE)","v":{"v":12208,"d":"£12,208.00"}},"PG3"]
[null,2205606,"Stratos GIGA2.0-D 32/1-15/0.75",{"$f":"VLOOKUP(B14,'Wilo Price List'!B:F,5,FALSE)","v":{"v":11782,"d":"£11,782.00"}},"PG3"]
[null,2205607,"Stratos GIGA2.0-D 32/1-13/0.55",{"$f":"VLOOKUP(B15,'Wilo Price List'!B:F,5,FALSE)","v":{"v":11500,"d":"£11,500.00"}},"PG3"]
[]
[null,2205610,"Stratos GIGA2.0-D 40/1-19/1,1",{"$f":"VLOOKUP(B17,'Wilo Price List'!B:F,5,FALSE)","v":{"v":12897,"d":"£12,897.00"}},"PG3"]
[null,2205611,"Stratos GIGA2.0-D 40/1-14/0,75",{"$f":"VLOOKUP(B18,'Wilo Price List'!B:F,5,FALSE)","v":{"v":12471,"d":"£12,471.00"}},"PG3"]
[null,2205612,"Stratos GIGA2.0-D 40/1-11/0,55",{"$f":"VLOOKUP(B19,'Wilo Price List'!B:F,5,FALSE)","v":{"v":12189,"d":"£12,189.00"}},"PG3"]
[null,2205609,"Stratos GIGA2.0-D 40/1-23/1,5",{"$f":"VLOOKUP(B20,'Wilo Price List'!B:F,5,FALSE)","v":{"v":13347,"d":"£13,347.00"}},"PG3"]
[null,2205614,"Stratos GIGA2.0-D 40/1-37/3,0",{"$f":"VLOOKUP(B21,'Wilo Price List'!B:F,5,FALSE)","v":{"v":13654,"d":"£13,654.00"}},"PG3"]
[null,2205615,"Stratos GIGA2.0-D 40/1-31/2,2",{"$f":"VLOOKUP(B22,'Wilo Price List'!B:F,5,FALSE)","v":{"v":13389,"d":"£13,389.00"}},"PG3"]
[null,2205610,"Stratos GIGA2.0-D 40/1-19/1.1",{"$f":"VLOOKUP(B23,'Wilo Price List'!B:F,5,FALSE)","v":{"v":12897,"d":"£12,897.00"}},"PG3"]
[null,2205611,"Stratos GIGA2.0-D 40/1-14/0.75",{"$f":"VLOOKUP(B24,'Wilo Price List'!B:F,5,FALSE)","v":{"v":12471,"d":"£12,471.00"}},"PG3"]
[null,2205612,"Stratos GIGA2.0-D 40/1-11/0.55",{"$f":"VLOOKUP(B25,'Wilo Price List'!B:F,5,FALSE)","v":{"v":12189,"d":"£12,189.00"}},"PG3"]
[]
[null,2205617,"Stratos GIGA2.0-D 50/1-17/1,1",{"$f":"VLOOKUP(B27,'Wilo Price List'!B:F,5,FALSE)","v":{"v":13409,"d":"£13,409.00"}},"PG3"]
[null,2205618,"Stratos GIGA2.0-D 50/1-13/0,75",{"$f":"VLOOKUP(B28,'Wilo Price List'!B:F,5,FALSE)","v":{"v":12870,"d":"£12,870.00"}},"PG3"]
[null,2205619,"Stratos GIGA2.0-D 50/1-10/0,55",{"$f":"VLOOKUP(B29,'Wilo Price List'!B:F,5,FALSE)","v":{"v":12730,"d":"£12,730.00"}},"PG3"]
[null,2205616,"Stratos GIGA2.0-D 50/1-20/1,5",{"$f":"VLOOKUP(B30,'Wilo Price List'!B:F,5,FALSE)","v":{"v":14713,"d":"£14,713.00"}},"PG3"]
[null,2205621,"Stratos GIGA2.0-D 50/1-37/3,0",{"$f":"VLOOKUP(B31,'Wilo Price List'!B:F,5,FALSE)","v":{"v":15812,"d":"£15,812.00"}},"PG3"]
[null,2205622,"Stratos GIGA2.0-D 50/1-30/2,2",{"$f":"VLOOKUP(B32,'Wilo Price List'!B:F,5,FALSE)","v":{"v":15428,"d":"£15,428.00"}},"PG3"]
[null,2205617,"Stratos GIGA2.0-D 50/1-17/1.1",{"$f":"VLOOKUP(B33,'Wilo Price List'!B:F,5,FALSE)","v":{"v":13409,"d":"£13,409.00"}},"PG3"]
[null,2205618,"Stratos GIGA2.0-D 50/1-13/0.75",{"$f":"VLOOKUP(B34,'Wilo Price List'!B:F,5,FALSE)","v":{"v":12870,"d":"£12,870.00"}},"PG3"]
[null,2205619,"Stratos GIGA2.0-D 50/1-10/0.55",{"$f":"VLOOKUP(B35,'Wilo Price List'!B:F,5,FALSE)","v":{"v":12730,"d":"£12,730.00"}},"PG3"]
[]
[null,2205624,"Stratos GIGA2.0-D 65/1-12/1,1",{"$f":"VLOOKUP(B37,'Wilo Price List'!B:F,5,FALSE)","v":{"v":13276,"d":"£13,276.00"}},"PG3"]
[null,2205625,"Stratos GIGA2.0-D 65/1-9/0,75",{"$f":"VLOOKUP(B38,'Wilo Price List'!B:F,5,FALSE)","v":{"v":13276,"d":"£13,276.00"}},"PG3"]
[null,2205626,"Stratos GIGA2.0-D 65/1-7/0,55",{"$f":"VLOOKUP(B39,'Wilo Price List'!B:F,5,FALSE)","v":{"v":12994,"d":"£12,994.00"}},"PG3"]
[null,2205623,"Stratos GIGA2.0-D 65/1-15/1,5",{"$f":"VLOOKUP(B40,'Wilo Price List'!B:F,5,FALSE)","v":{"v":14269,"d":"£14,269.00"}},"PG3"]
[null,2205628,"Stratos GIGA2.0-D 65/1-37/4,0",{"$f":"VLOOKUP(B41,'Wilo Price List'!B:F,5,FALSE)","v":{"v":15809,"d":"£15,809.00"}},"PG3"]
[null,2205629,"Stratos GIGA2.0-D 65/1-31/3,0",{"$f":"VLOOKUP(B42,'Wilo Price List'!B:F,5,FALSE)","v":{"v":15405,"d":"£15,405.00"}},"PG3"]
[null,2205630,"Stratos GIGA2.0-D 65/1-25/2,2",{"$f":"VLOOKUP(B43,'Wilo Price List'!B:F,5,FALSE)","v":{"v":15560,"d":"£15,560.00"}},"PG3"]
[null,2205624,"Stratos GIGA2.0-D 65/1-12/1.1",{"$f":"VLOOKUP(B44,'Wilo Price List'!B:F,5,FALSE)","v":{"v":13276,"d":"£13,276.00"}},"PG3"]
[null,2205625,"Stratos GIGA2.0-D 65/1-9/0.75",{"$f":"VLOOKUP(B45,'Wilo Price List'!B:F,5,FALSE)","v":{"v":13276,"d":"£13,276.00"}},"PG3"]
[null,2205626,"Stratos GIGA2.0-D 65/1-7/0.55",{"$f":"VLOOKUP(B46,'Wilo Price List'!B:F,5,FALSE)","v":{"v":12994,"d":"£12,994.00"}},"PG3"]
[]
[null,2205632,"Stratos GIGA2.0-D 80/1-10/1,1",{"$f":"VLOOKUP(B48,'Wilo Price List'!B:F,5,FALSE)","v":{"v":13679,"d":"£13,679.00"}},"PG3"]
[null,2205633,"Stratos GIGA2.0-D 80/1-8/0,75",{"$f":"VLOOKUP(B49,'Wilo Price List'!B:F,5,FALSE)","v":{"v":13679,"d":"£13,679.00"}},"PG3"]
[null,2205634,"Stratos GIGA2.0-D 80/1-6/0,55",{"$f":"VLOOKUP(B50,'Wilo Price List'!B:F,5,FALSE)","v":{"v":13540,"d":"£13,540.00"}},"PG3"]
[null,2205631,"Stratos GIGA2.0-D 80/1-13/1,5",{"$f":"VLOOKUP(B51,'Wilo Price List'!B:F,5,FALSE)","v":{"v":15010,"d":"£15,010.00"}},"PG3"]
[null,2205638,"Stratos GIGA2.0-D 80/1-30/4,0",{"$f":"VLOOKUP(B52,'Wilo Price List'!B:F,5,FALSE)","v":{"v":15067,"d":"£15,067.00"}},"PG3"]
[null,2205639,"Stratos GIGA2.0-D 80/1-24/3,0",{"$f":"VLOOKUP(B53,'Wilo Price List'!B:F,5,FALSE)","v":{"v":14746,"d":"£14,746.00"}},"PG3"]
[null,2205640,"Stratos GIGA2.0-D 80/1-20/2,2",{"$f":"VLOOKUP(B54,'Wilo Price List'!B:F,5,FALSE)","v":{"v":14746,"d":"£14,746.00"}},"PG3"]
[null,2205637,"Stratos GIGA2.0-D 80/1-35/5,5",{"$f":"VLOOKUP(B55,'Wilo Price List'!B:F,5,FALSE)","v":{"v":16149,"d":"£16,149.00"}},"PG3"]
[null,2205636,"Stratos GIGA2.0-D 80/1-43/7,5",{"$f":"VLOOKUP(B56,'Wilo Price List'!B:F,5,FALSE)","v":{"v":16168,"d":"£16,168.00"}},"PG3"]
[null,2205632,"Stratos GIGA2.0-D 80/1-10/1.1",{"$f":"VLOOKUP(B57,'Wilo Price List'!B:F,5,FALSE)","v":{"v":13679,"d":"£13,679.00"}},"PG3"]
[null,2205633,"Stratos GIGA2.0-D 80/1-8/0.75",{"$f":"VLOOKUP(B58,'Wilo Price List'!B:F,5,FALSE)","v":{"v":13679,"d":"£13,679.00"}},"PG3"]
[null,2205634,"Stratos GIGA2.0-D 80/1-6/0.55",{"$f":"VLOOKUP(B59,'Wilo Price List'!B:F,5,FALSE)","v":{"v":13540,"d":"£13,540.00"}},"PG3"]
[]
[null,2205642,"Stratos GIGA2.0-D 100/1-8/1,1",{"$f":"VLOOKUP(B61,'Wilo Price List'!B:F,5,FALSE)","v":{"v":14851,"d":"£14,851.00"}},"PG3"]
[null,2205641,"Stratos GIGA2.0-D 100/1-9/1,5",{"$f":"VLOOKUP(B62,'Wilo Price List'!B:F,5,FALSE)","v":{"v":15467,"d":"£15,467.00"}},"PG3"]
[null,2205648,"Stratos GIGA2.0-D 100/1-25/4,0",{"$f":"VLOOKUP(B63,'Wilo Price List'!B:F,5,FALSE)","v":{"v":15561,"d":"£15,561.00"}},"PG3"]
[null,2205649,"Stratos GIGA2.0-D 100/1-20/3,0",{"$f":"VLOOKUP(B64,'Wilo Price List'!B:F,5,FALSE)","v":{"v":15355,"d":"£15,355.00"}},"PG3"]
[null,2205650,"Stratos GIGA2.0-D 100/1-17/2,2",{"$f":"VLOOKUP(B65,'Wilo Price List'!B:F,5,FALSE)","v":{"v":15566,"d":"£15,566.00"}},"PG3"]
[null,2205658,"Stratos GIGA2.0-D 100/1-11/4,0",{"$f":"VLOOKUP(B66,'Wilo Price List'!B:F,5,FALSE)","v":{"v":22181,"d":"£22,181.00"}},"PG3"]
[null,2205659,"Stratos GIGA2.0-D 100/1-9/3,0",{"$f":"VLOOKUP(B67,'Wilo Price List'!B:F,5,FALSE)","v":{"v":18574,"d":"£18,574.00"}},"PG3"]
[null,2205660,"Stratos GIGA2.0-D 100/1-8/2,2",{"$f":"VLOOKUP(B68,'Wilo Price List'!B:F,5,FALSE)","v":{"v":18689,"d":"£18,689.00"}},"PG3"]
[null,2205647,"Stratos GIGA2.0-D 100/1-30/5,5",{"$f":"VLOOKUP(B69,'Wilo Price List'!B:F,5,FALSE)","v":{"v":16678,"d":"£16,678.00"}},"PG3"]
[null,2205646,"Stratos GIGA2.0-D 100/1-38/7,5",{"$f":"VLOOKUP(B70,'Wilo Price List'!B:F,5,FALSE)","v":{"v":16691,"d":"£16,691.00"}},"PG3"]
[null,2205657,"Stratos GIGA2.0-D 100/1-14/5,5",{"$f":"VLOOKUP(B71,'Wilo Price List'!B:F,5,FALSE)","v":{"v":25186,"d":"£25,186.00"}},"PG3"]
[null,2205656,"Stratos GIGA2.0-D 100/1-18/7,5",{"$f":"VLOOKUP(B72,'Wilo Price List'!B:F,5,FALSE)","v":{"v":25070,"d":"£25,070.00"}},"PG3"]
[null,2205642,"Stratos GIGA2.0-D 100/1-8/1.1",{"$f":"VLOOKUP(B73,'Wilo Price List'!B:F,5,FALSE)","v":{"v":14851,"d":"£14,851.00"}},"PG3"]
[null,2205641,"Stratos GIGA2.0-D 100/1-9/1.5",{"$f":"VLOOKUP(B74,'Wilo Price List'!B:F,5,FALSE)","v":{"v":15467,"d":"£15,467.00"}},"PG3"]
[]
[null,2205663,"Stratos GIGA2.0-D 125/1-11/4,0",{"$f":"VLOOKUP(B76,'Wilo Price List'!B:F,5,FALSE)","v":{"v":32660,"d":"£32,660.00"}},"PG3"]
[null,2205664,"Stratos GIGA2.0-D 125/1-9/3,0",{"$f":"VLOOKUP(B77,'Wilo Price List'!B:F,5,FALSE)","v":{"v":29099,"d":"£29,099.00"}},"PG3"]
[null,2205665,"Stratos GIGA2.0-D 125/1-7/2,2",{"$f":"VLOOKUP(B78,'Wilo Price List'!B:F,5,FALSE)","v":{"v":29099,"d":"£29,099.00"}},"PG3"]
[null,2205662,"Stratos GIGA2.0-D 125/1-14/5,5",{"$f":"VLOOKUP(B79,'Wilo Price List'!B:F,5,FALSE)","v":{"v":33027,"d":"£33,027.00"}},"PG3"]
[null,2205661,"Stratos GIGA2.0-D 125/1-17/7,5",{"$f":"VLOOKUP(B80,'Wilo Price List'!B:F,5,FALSE)","v":{"v":32911,"d":"£32,911.00"}},"PG3"]
[]
[null,"1~"]
[null,2207129,"Stratos GIGA2.0-D 32/1-9/M-0,37",{"$f":"VLOOKUP(B83,'Wilo Price List'!B:F,5,FALSE)","v":{"v":10494,"d":"£10,494.00"}},"PG3"]
[null,2207128,"Stratos GIGA2.0-D 32/1-13/M-0,55",{"$f":"VLOOKUP(B84,'Wilo Price List'!B:F,5,FALSE)","v":{"v":10494,"d":"£10,494.00"}},"PG3"]
[null,2207127,"Stratos GIGA2.0-D 32/1-15/M-0,75",{"$f":"VLOOKUP(B85,'Wilo Price List'!B:F,5,FALSE)","v":{"v":10777,"d":"£10,777.00"}},"PG3"]
[null,2207126,"Stratos GIGA2.0-D 32/1-20/M-1,1",{"$f":"VLOOKUP(B86,'Wilo Price List'!B:F,5,FALSE)","v":{"v":10766,"d":"£10,766.00"}},"PG3"]
[null,2207125,"Stratos GIGA2.0-D 32/1-25/M-1,5",{"$f":"VLOOKUP(B87,'Wilo Price List'!B:F,5,FALSE)","v":{"v":10766,"d":"£10,766.00"}},"PG3"]
[]
[null,2207134,"Stratos GIGA2.0-D 40/1-8/M-0,37",{"$f":"VLOOKUP(B89,'Wilo Price List'!B:F,5,FALSE)","v":{"v":11291,"d":"£11,291.00"}},"PG3"]
[null,2207133,"Stratos GIGA2.0-D 40/1-11/M-0,55",{"$f":"VLOOKUP(B90,'Wilo Price List'!B:F,5,FALSE)","v":{"v":11291,"d":"£11,291.00"}},"PG3"]
[null,2207132,"Stratos GIGA2.0-D 40/1-14/M-0,75",{"$f":"VLOOKUP(B91,'Wilo Price List'!B:F,5,FALSE)","v":{"v":11574,"d":"£11,574.00"}},"PG3"]
[null,2207131,"Stratos GIGA2.0-D 40/1-19/M-1,1",{"$f":"VLOOKUP(B92,'Wilo Price List'!B:F,5,FALSE)","v":{"v":11355,"d":"£11,355.00"}},"PG3"]
[null,2207130,"Stratos GIGA2.0-D 40/1-23/M-1,5",{"$f":"VLOOKUP(B93,'Wilo Price List'!B:F,5,FALSE)","v":{"v":11355,"d":"£11,355.00"}},"PG3"]
[]
[null,2207139,"Stratos GIGA2.0-D 50/1-8/M-0,37",{"$f":"VLOOKUP(B95,'Wilo Price List'!B:F,5,FALSE)","v":{"v":11734,"d":"£11,734.00"}},"PG3"]
[null,2207138,"Stratos GIGA2.0-D 50/1-10/M-0,55",{"$f":"VLOOKUP(B96,'Wilo Price List'!B:F,5,FALSE)","v":{"v":11733,"d":"£11,733.00"}},"PG3"]
[null,2207137,"Stratos GIGA2.0-D 50/1-13/M-0,75",{"$f":"VLOOKUP(B97,'Wilo Price List'!B:F,5,FALSE)","v":{"v":11733,"d":"£11,733.00"}},"PG3"]
[null,2207136,"Stratos GIGA2.0-D 50/1-17/M-1,1",{"$f":"VLOOKUP(B98,'Wilo Price List'!B:F,5,FALSE)","v":{"v":11798,"d":"£11,798.00"}},"PG3"]
[null,2207135,"Stratos GIGA2.0-D 50/1-20/M-1,5",{"$f":"VLOOKUP(B99,'Wilo Price List'!B:F,5,FALSE)","v":{"v":11853,"d":"£11,853.00"}},"PG3"]
[]
[null,2207144,"Stratos GIGA2.0-D 65/1-5/M-0,37",{"$f":"VLOOKUP(B101,'Wilo Price List'!B:F,5,FALSE)","v":{"v":11791,"d":"£11,791.00"}},"PG3"]
[null,2207143,"Stratos GIGA2.0-D 65/1-7/M-0,55",{"$f":"VLOOKUP(B102,'Wilo Price List'!B:F,5,FALSE)","v":{"v":11791,"d":"£11,791.00"}},"PG3"]
[null,2207142,"Stratos GIGA2.0-D 65/1-9/M-0,75",{"$f":"VLOOKUP(B103,'Wilo Price List'!B:F,5,FALSE)","v":{"v":12281,"d":"£12,281.00"}},"PG3"]
[null,2207141,"Stratos GIGA2.0-D 65/1-12/M-1,1",{"$f":"VLOOKUP(B104,'Wilo Price List'!B:F,5,FALSE)","v":{"v":12073,"d":"£12,073.00"}},"PG3"]
[null,2207140,"Stratos GIGA2.0-D 65/1-15/M-1,5",{"$f":"VLOOKUP(B105,'Wilo Price List'!B:F,5,FALSE)","v":{"v":12062,"d":"£12,062.00"}},"PG3"]
[]
[null,2207149,"Stratos GIGA2.0-D 80/1-5/M-0,37",{"$f":"VLOOKUP(B107,'Wilo Price List'!B:F,5,FALSE)","v":{"v":12424,"d":"£12,424.00"}},"PG3"]
[null,2207148,"Stratos GIGA2.0-D 80/1-6/M-0,55",{"$f":"VLOOKUP(B108,'Wilo Price List'!B:F,5,FALSE)","v":{"v":12448,"d":"£12,448.00"}},"PG3"]
[null,2207147,"Stratos GIGA2.0-D 80/1-8/M-0,75",{"$f":"VLOOKUP(B109,'Wilo Price List'!B:F,5,FALSE)","v":{"v":12655,"d":"£12,655.00"}},"PG3"]
[null,2207146,"Stratos GIGA2.0-D 80/1-10/M-1,1",{"$f":"VLOOKUP(B110,'Wilo Price List'!B:F,5,FALSE)","v":{"v":12448,"d":"£12,448.00"}},"PG3"]
[null,2207145,"Stratos GIGA2.0-D 80/1-13/M-1,5",{"$f":"VLOOKUP(B111,'Wilo Price List'!B:F,5,FALSE)","v":{"v":12915,"d":"£12,915.00"}},"PG3"]
[]
[null,2207151,"Stratos GIGA2.0-D 100/1-8/M-1,1",{"$f":"VLOOKUP(B113,'Wilo Price List'!B:F,5,FALSE)","v":{"v":13396,"d":"£13,396.00"}},"PG3"]
[null,2207150,"Stratos GIGA2.0-D 100/1-9/M-1,5",{"$f":"VLOOKUP(B114,'Wilo Price List'!B:F,5,FALSE)","v":{"v":13396,"d":"£13,396.00"}},"PG3"]

{"sheet":"Yonos Giga D 2.0","index":18,"n_rows":93,"n_cols":8,"rows_kept":93,"merged":[[1,1,2,5],[1,7,2,8],[6,1,6,4],[62,1,62,4]]}
[]
[null,"Yonos Giga",{"$nulls":5},"Home"]
[]
[]
[null,"Article No. \n(or variant)","Article description","List Price","Price group"]
[]
[null,"3~"]
[]
[null,2205855,"Yonos GIGA2.0-D 32/1-12/0,55",{"$f":"VLOOKUP(B9,'Wilo Price List'!B:F,5,FALSE)","v":{"v":8697,"d":"£8,697.00"}},"PG3"]
[null,2205854,"Yonos GIGA2.0-D 32/1-15/0,75",{"$f":"VLOOKUP(B10,'Wilo Price List'!B:F,5,FALSE)","v":{"v":9020,"d":"£9,020.00"}},"PG3"]
[null,2205853,"Yonos GIGA2.0-D 32/1-19/1,1",{"$f":"VLOOKUP(B11,'Wilo Price List'!B:F,5,FALSE)","v":{"v":9031,"d":"£9,031.00"}},"PG3"]
[null,2205852,"Yonos GIGA2.0-D 32/1-24/1,5",{"$f":"VLOOKUP(B12,'Wilo Price List'!B:F,5,FALSE)","v":{"v":9010,"d":"£9,010.00"}},"PG3"]
[null,2205857,"Yonos GIGA2.0-D 32/1-32/2,2",{"$f":"VLOOKUP(B13,'Wilo Price List'!B:F,5,FALSE)","v":{"v":9337,"d":"£9,337.00"}},"PG3"]
[]
[null,2205861,"Yonos GIGA2.0-D 40/1-8/0,55",{"$f":"VLOOKUP(B15,'Wilo Price List'!B:F,5,FALSE)","v":{"v":8512,"d":"£8,512.00"}},"PG3"]
[null,2205860,"Yonos GIGA2.0-D 40/1-10/0,75",{"$f":"VLOOKUP(B16,'Wilo Price List'!B:F,5,FALSE)","v":{"v":8974,"d":"£8,974.00"}},"PG3"]
[null,2205859,"Yonos GIGA2.0-D 40/1-13/1,1",{"$f":"VLOOKUP(B17,'Wilo Price List'!B:F,5,FALSE)","v":{"v":8974,"d":"£8,974.00"}},"PG3"]
[null,2205858,"Yonos GIGA2.0-D 40/1-16/1,5",{"$f":"VLOOKUP(B18,'Wilo Price List'!B:F,5,FALSE)","v":{"v":9241,"d":"£9,241.00"}},"PG3"]
[null,2205867,"Yonos GIGA2.0-D 40/1-21/2,2",{"$f":"VLOOKUP(B19,'Wilo Price List'!B:F,5,FALSE)","v":{"v":9285,"d":"£9,285.00"}},"PG3"]
[null,2205866,"Yonos GIGA2.0-D 40/1-26/3,0",{"$f":"VLOOKUP(B20,'Wilo Price List'!B:F,5,FALSE)","v":{"v":9282,"d":"£9,282.00"}},"PG3"]
[null,2205865,"Yonos GIGA2.0-D 40/1-31/4,0",{"$f":"VLOOKUP(B21,'Wilo Price List'!B:F,5,FALSE)","v":{"v":9921,"d":"£9,921.00"}},"PG3"]
[]
[null,2205871,"Yonos GIGA2.0-D 50/1-6/0,55",{"$f":"VLOOKUP(B23,'Wilo Price List'!B:F,5,FALSE)","v":{"v":9230,"d":"£9,230.00"}},"PG3"]
[null,2205870,"Yonos GIGA2.0-D 50/1-8/0,75",{"$f":"VLOOKUP(B24,'Wilo Price List'!B:F,5,FALSE)","v":{"v":9364,"d":"£9,364.00"}},"PG3"]
[null,2205869,"Yonos GIGA2.0-D 50/1-10/1,1",{"$f":"VLOOKUP(B25,'Wilo Price List'!B:F,5,FALSE)","v":{"v":9364,"d":"£9,364.00"}},"PG3"]
[null,2205868,"Yonos GIGA2.0-D 50/1-13/1,5",{"$f":"VLOOKUP(B26,'Wilo Price List'!B:F,5,FALSE)","v":{"v":9631,"d":"£9,631.00"}},"PG3"]
[null,2205877,"Yonos GIGA2.0-D 50/1-17/2,2",{"$f":"VLOOKUP(B27,'Wilo Price List'!B:F,5,FALSE)","v":{"v":9676,"d":"£9,676.00"}},"PG3"]
[null,2205876,"Yonos GIGA2.0-D 50/1-20/3,0",{"$f":"VLOOKUP(B28,'Wilo Price List'!B:F,5,FALSE)","v":{"v":9673,"d":"£9,673.00"}},"PG3"]
[null,2205875,"Yonos GIGA2.0-D 50/1-25/4,0",{"$f":"VLOOKUP(B29,'Wilo Price List'!B:F,5,FALSE)","v":{"v":10321,"d":"£10,321.00"}},"PG3"]
[]
[null,2205881,"Yonos GIGA2.0-D 65/1-5/0,55",{"$f":"VLOOKUP(B31,'Wilo Price List'!B:F,5,FALSE)","v":{"v":9244,"d":"£9,244.00"}},"PG3"]
[null,2205880,"Yonos GIGA2.0-D 65/1-6/0,75",{"$f":"VLOOKUP(B32,'Wilo Price List'!B:F,5,FALSE)","v":{"v":9572,"d":"£9,572.00"}},"PG3"]
[null,2205879,"Yonos GIGA2.0-D 65/1-8/1,1 2",{"$f":"VLOOKUP(B33,'Wilo Price List'!B:F,5,FALSE)","v":{"v":9577,"d":"£9,577.00"}},"PG3"]
[null,2205878,"Yonos GIGA2.0-D 65/1-10/1,5",{"$f":"VLOOKUP(B34,'Wilo Price List'!B:F,5,FALSE)","v":{"v":9844,"d":"£9,844.00"}},"PG3"]
[null,2205887,"Yonos GIGA2.0-D 65/1-14/2,2",{"$f":"VLOOKUP(B35,'Wilo Price List'!B:F,5,FALSE)","v":{"v":9889,"d":"£9,889.00"}},"PG3"]
[null,2205886,"Yonos GIGA2.0-D 65/1-16/3,0",{"$f":"VLOOKUP(B36,'Wilo Price List'!B:F,5,FALSE)","v":{"v":10027,"d":"£10,027.00"}},"PG3"]
[null,2205885,"Yonos GIGA2.0-D 65/1-20/4,0",{"$f":"VLOOKUP(B37,'Wilo Price List'!B:F,5,FALSE)","v":{"v":10540,"d":"£10,540.00"}},"PG3"]
[null,2205884,"Yonos GIGA2.0-D 65/1-24/5,5",{"$f":"VLOOKUP(B38,'Wilo Price List'!B:F,5,FALSE)","v":{"v":12448,"d":"£12,448.00"}},"PG3"]
[null,2205883,"Yonos GIGA2.0-D 65/1-31/7,5",{"$f":"VLOOKUP(B39,'Wilo Price List'!B:F,5,FALSE)","v":{"v":12448,"d":"£12,448.00"}},"PG3"]
[]
[null,2205891,"Yonos GIGA2.0-D 80/1-4/0,55",{"$f":"VLOOKUP(B41,'Wilo Price List'!B:F,5,FALSE)","v":{"v":9555,"d":"£9,555.00"}},"PG3"]
[null,2205890,"Yonos GIGA2.0-D 80/1-5/0,75",{"$f":"VLOOKUP(B42,'Wilo Price List'!B:F,5,FALSE)","v":{"v":9689,"d":"£9,689.00"}},"PG3"]
[null,2205889,"Yonos GIGA2.0-D 80/1-6/1,1 2",{"$f":"VLOOKUP(B43,'Wilo Price List'!B:F,5,FALSE)","v":{"v":9689,"d":"£9,689.00"}},"PG3"]
[null,2205888,"Yonos GIGA2.0-D 80/1-8/1,5 2",{"$f":"VLOOKUP(B44,'Wilo Price List'!B:F,5,FALSE)","v":{"v":9956,"d":"£9,956.00"}},"PG3"]
[null,2205897,"Yonos GIGA2.0-D 80/1-10/2,2",{"$f":"VLOOKUP(B45,'Wilo Price List'!B:F,5,FALSE)","v":{"v":10000,"d":"£10,000.00"}},"PG3"]
[null,2205896,"Yonos GIGA2.0-D 80/1-12/3,0",{"$f":"VLOOKUP(B46,'Wilo Price List'!B:F,5,FALSE)","v":{"v":10030,"d":"£10,030.00"}},"PG3"]
[null,2205895,"Yonos GIGA2.0-D 80/1-15/4,0",{"$f":"VLOOKUP(B47,'Wilo Price List'!B:F,5,FALSE)","v":{"v":10653,"d":"£10,653.00"}},"PG3"]
[null,2205894,"Yonos GIGA2.0-D 80/1-19/5,5",{"$f":"VLOOKUP(B48,'Wilo Price List'!B:F,5,FALSE)","v":{"v":12248,"d":"£12,248.00"}},"PG3"]
[null,2205893,"Yonos GIGA2.0-D 80/1-23/7,5",{"$f":"VLOOKUP(B49,'Wilo Price List'!B:F,5,FALSE)","v":{"v":12248,"d":"£12,248.00"}},"PG3"]
[]
[null,2205907,"Yonos GIGA2.0-D 100/1-8/2,2",{"$f":"VLOOKUP(B51,'Wilo Price List'!B:F,5,FALSE)","v":{"v":16735,"d":"£16,735.00"}},"PG3"]
[null,2205906,"Yonos GIGA2.0-D 100/1-9/3,0",{"$f":"VLOOKUP(B52,'Wilo Price List'!B:F,5,FALSE)","v":{"v":16701,"d":"£16,701.00"}},"PG3"]
[null,2205905,"Yonos GIGA2.0-D 100/1-11/4,0",{"$f":"VLOOKUP(B53,'Wilo Price List'!B:F,5,FALSE)","v":{"v":19597,"d":"£19,597.00"}},"PG3"]
[null,2205904,"Yonos GIGA2.0-D 100/1-14/5,5",{"$f":"VLOOKUP(B54,'Wilo Price List'!B:F,5,FALSE)","v":{"v":22867,"d":"£22,867.00"}},"PG3"]
[null,2205903,"Yonos GIGA2.0-D 100/1-18/7,5",{"$f":"VLOOKUP(B55,'Wilo Price List'!B:F,5,FALSE)","v":{"v":22759,"d":"£22,759.00"}},"PG3"]
[]
[null,2205912,"Yonos GIGA2.0-D 125/1-7/2,2",{"$f":"VLOOKUP(B57,'Wilo Price List'!B:F,5,FALSE)","v":{"v":25717,"d":"£25,717.00"}},"PG3"]
[null,2205911,"Yonos GIGA2.0-D 125/1-9/3,0",{"$f":"VLOOKUP(B58,'Wilo Price List'!B:F,5,FALSE)","v":{"v":25717,"d":"£25,717.00"}},"PG3"]
[null,2205910,"Yonos GIGA2.0-D 125/1-11/4,0",{"$f":"VLOOKUP(B59,'Wilo Price List'!B:F,5,FALSE)","v":{"v":28460,"d":"£28,460.00"}},"PG3"]
[null,2205909,"Yonos GIGA2.0-D 125/1-14/5,5",{"$f":"VLOOKUP(B60,'Wilo Price List'!B:F,5,FALSE)","v":{"v":30167,"d":"£30,167.00"}},"PG3"]
[null,2205908,"Yonos GIGA2.0-D 125/1-17/7,5",{"$f":"VLOOKUP(B61,'Wilo Price List'!B:F,5,FALSE)","v":{"v":30060,"d":"£30,060.00"}},"PG3"]
[]
[null,"1~"]
[]
[null,2207249,"Yonos GIGA2.0-D 32/1-9/M-0,37",{"$f":"VLOOKUP(B65,'Wilo Price List'!B:F,5,FALSE)","v":{"v":8020,"d":"£8,020.00"}},"PG3"]
[null,2207248,"Yonos GIGA2.0-D 32/1-12/M-0,55",{"$f":"VLOOKUP(B66,'Wilo Price List'!B:F,5,FALSE)","v":{"v":8020,"d":"£8,020.00"}},"PG3"]
[null,2207247,"Yonos GIGA2.0-D 32/1-15/M-0,75",{"$f":"VLOOKUP(B67,'Wilo Price List'!B:F,5,FALSE)","v":{"v":8303,"d":"£8,303.00"}},"PG3"]
[null,2207246,"Yonos GIGA2.0-D 32/1-19/M-1,1",{"$f":"VLOOKUP(B68,'Wilo Price List'!B:F,5,FALSE)","v":{"v":8303,"d":"£8,303.00"}},"PG3"]
[null,2207245,"Yonos GIGA2.0-D 32/1-24/M-1,5",{"$f":"VLOOKUP(B69,'Wilo Price List'!B:F,5,FALSE)","v":{"v":8292,"d":"£8,292.00"}},"PG3"]
[]
[null,2207254,"Yonos GIGA2.0-D 40/1-6/M-0,37",{"$f":"VLOOKUP(B71,'Wilo Price List'!B:F,5,FALSE)","v":{"v":8816,"d":"£8,816.00"}},"PG3"]
[null,2207253,"Yonos GIGA2.0-D 40/1-8/M-0,55",{"$f":"VLOOKUP(B72,'Wilo Price List'!B:F,5,FALSE)","v":{"v":9047,"d":"£9,047.00"}},"PG3"]
[null,2207252,"Yonos GIGA2.0-D 40/1-10/M-0,75",{"$f":"VLOOKUP(B73,'Wilo Price List'!B:F,5,FALSE)","v":{"v":9047,"d":"£9,047.00"}},"PG3"]
[null,2207251,"Yonos GIGA2.0-D 40/1-13/M-1,1",{"$f":"VLOOKUP(B74,'Wilo Price List'!B:F,5,FALSE)","v":{"v":9047,"d":"£9,047.00"}},"PG3"]
[null,2207250,"Yonos GIGA2.0-D 40/1-16/M-1,5",{"$f":"VLOOKUP(B75,'Wilo Price List'!B:F,5,FALSE)","v":{"v":9466,"d":"£9,466.00"}},"PG3"]
[]
[null,2207259,"Yonos GIGA2.0-D 50/1-5/M-0,37",{"$f":"VLOOKUP(B77,'Wilo Price List'!B:F,5,FALSE)","v":{"v":8788,"d":"£8,788.00"}},"PG3"]
[null,2207258,"Yonos GIGA2.0-D 50/1-6/M-0,55",{"$f":"VLOOKUP(B78,'Wilo Price List'!B:F,5,FALSE)","v":{"v":9020,"d":"£9,020.00"}},"PG3"]
[null,2207257,"Yonos GIGA2.0-D 50/1-8/M-0,75",{"$f":"VLOOKUP(B79,'Wilo Price List'!B:F,5,FALSE)","v":{"v":9020,"d":"£9,020.00"}},"PG3"]
[null,2207256,"Yonos GIGA2.0-D 50/1-10/M-1,1",{"$f":"VLOOKUP(B80,'Wilo Price List'!B:F,5,FALSE)","v":{"v":9020,"d":"£9,020.00"}},"PG3"]
[null,2207255,"Yonos GIGA2.0-D 50/1-13/M-1,5",{"$f":"VLOOKUP(B81,'Wilo Price List'!B:F,5,FALSE)","v":{"v":9439,"d":"£9,439.00"}},"PG3"]
[]
[null,2207264,"Yonos GIGA2.0-D 65/1-4/M-0,37",{"$f":"VLOOKUP(B83,'Wilo Price List'!B:F,5,FALSE)","v":{"v":8966,"d":"£8,966.00"}},"PG3"]
[null,2207263,"Yonos GIGA2.0-D 65/1-5/M-0,55",{"$f":"VLOOKUP(B84,'Wilo Price List'!B:F,5,FALSE)","v":{"v":8966,"d":"£8,966.00"}},"PG3"]
[null,2207262,"Yonos GIGA2.0-D 65/1-6/M-0,75",{"$f":"VLOOKUP(B85,'Wilo Price List'!B:F,5,FALSE)","v":{"v":9249,"d":"£9,249.00"}},"PG3"]
[null,2207261,"Yonos GIGA2.0-D 65/1-8/M-1,1",{"$f":"VLOOKUP(B86,'Wilo Price List'!B:F,5,FALSE)","v":{"v":9246,"d":"£9,246.00"}},"PG3"]
[null,2207260,"Yonos GIGA2.0-D 65/1-10/M-1,5",{"$f":"VLOOKUP(B87,'Wilo Price List'!B:F,5,FALSE)","v":{"v":9665,"d":"£9,665.00"}},"PG3"]
[]
[null,2207269,"Yonos GIGA2.0-D 80/1-3/M-0,37",{"$f":"VLOOKUP(B89,'Wilo Price List'!B:F,5,FALSE)","v":{"v":8842,"d":"£8,842.00"}},"PG3"]
[null,2207268,"Yonos GIGA2.0-D 80/1-4/M-0,55",{"$f":"VLOOKUP(B90,'Wilo Price List'!B:F,5,FALSE)","v":{"v":9074,"d":"£9,074.00"}},"PG3"]
[null,2207267,"Yonos GIGA2.0-D 80/1-5/M-0,75",{"$f":"VLOOKUP(B91,'Wilo Price List'!B:F,5,FALSE)","v":{"v":9074,"d":"£9,074.00"}},"PG3"]
[null,2207266,"Yonos GIGA2.0-D 80/1-6/M-1,1",{"$f":"VLOOKUP(B92,'Wilo Price List'!B:F,5,FALSE)","v":{"v":9074,"d":"£9,074.00"}},"PG3"]
[null,2207265,"Yonos GIGA2.0-D 80/1-8/M-1,5",{"$f":"VLOOKUP(B93,'Wilo Price List'!B:F,5,FALSE)","v":{"v":9492,"d":"£9,492.00"}},"PG3"]

{"sheet":"ISAR","index":19,"n_rows":46,"n_cols":9,"rows_kept":46,"merged":[[1,1,2,6],[1,8,2,9]]}
[]
[null,"ISAR Sce",{"$nulls":6},"Home"]
[]
[]
[null,"Article No. \n(or variant)","Article description","Type \n(Pump / Accessory / Spare Part / Addon / Service)","Product range","List Price","Price group"]
[null,29993549,"ISAR MODH1-2CH1-L-202/SCe","2 Pump","SCe-HVAC system",{"$f":"VLOOKUP(B6,'Wilo Price List'!B2:G44098,5,FALSE)","v":{"v":10505,"d":"£10,505"}},"PG06"]
[null,29993550,"ISAR MODH1-2CH1-L-203/SCe","2 Pump","SCe-HVAC system",{"$f":"VLOOKUP(B7,'Wilo Price List'!B3:G44099,5,FALSE)","v":{"v":10564,"d":"£10,564"}},"PG06"]
[null,29993551,"ISAR MODH1-2CH1-L-204/SCe","2 Pump","SCe-HVAC system",{"$f":"VLOOKUP(B8,'Wilo Price List'!B4:G44100,5,FALSE)","v":{"v":10713,"d":"£10,713"}},"PG06"]
[null,29993552,"ISAR MODH1-2CH1-L-205/SCe","2 Pump","SCe-HVAC system",{"$f":"VLOOKUP(B9,'Wilo Price List'!B5:G44101,5,FALSE)","v":{"v":10867,"d":"£10,867"}},"PG06"]
[null,29993553,"ISAR MODH1-2CH1-L-206/SCe","2 Pump","SCe-HVAC system",{"$f":"VLOOKUP(B10,'Wilo Price List'!B6:G44102,5,FALSE)","v":{"v":11036,"d":"£11,036"}},"PG06"]
[null,29993554,"ISAR MODH1-2CH1-L-207/SCe","2 Pump","SCe-HVAC system",{"$f":"VLOOKUP(B11,'Wilo Price List'!B7:G44103,5,FALSE)","v":{"v":11201,"d":"£11,201"}},"PG06"]
[null,29993555,"ISAR MODH1-2CH1-L-402/SCe","2 Pump","SCe-HVAC system",{"$f":"VLOOKUP(B12,'Wilo Price List'!B8:G44104,5,FALSE)","v":{"v":10578,"d":"£10,578"}},"PG06"]
[null,29993556,"ISAR MODH1-2CH1-L-403/SCe","2 Pump","SCe-HVAC system",{"$f":"VLOOKUP(B13,'Wilo Price List'!B9:G44105,5,FALSE)","v":{"v":10613,"d":"£10,613"}},"PG06"]
[null,29993557,"ISAR MODH1-2CH1-L-404/SCe","2 Pump","SCe-HVAC system",{"$f":"VLOOKUP(B14,'Wilo Price List'!B10:G44106,5,FALSE)","v":{"v":10788,"d":"£10,788"}},"PG06"]
[null,29993558,"ISAR MODH1-2CH1-L-405/SCe","2 Pump","SCe-HVAC system",{"$f":"VLOOKUP(B15,'Wilo Price List'!B11:G44107,5,FALSE)","v":{"v":10973,"d":"£10,973"}},"PG06"]
[null,29993559,"ISAR MODH1-2CH1-L-406/SCe","2 Pump","SCe-HVAC system",{"$f":"VLOOKUP(B16,'Wilo Price List'!B12:G44108,5,FALSE)","v":{"v":11068,"d":"£11,068"}},"PG06"]
[null,29993560,"ISAR MODH1-2CH1-L-407/SCe","2 Pump","SCe-HVAC system",{"$f":"VLOOKUP(B17,'Wilo Price List'!B13:G44109,5,FALSE)","v":{"v":11960,"d":"£11,960"}},"PG06"]
[null,29993561,"ISAR MODH1-2CH1-L-602/SCe","2 Pump","SCe-HVAC system",{"$f":"VLOOKUP(B18,'Wilo Price List'!B14:G44110,5,FALSE)","v":{"v":10723,"d":"£10,723"}},"PG06"]
[null,29993562,"ISAR MODH1-2CH1-L-603/SCe","2 Pump","SCe-HVAC system",{"$f":"VLOOKUP(B19,'Wilo Price List'!B15:G44111,5,FALSE)","v":{"v":11058,"d":"£11,058"}},"PG06"]
[null,29993563,"ISAR MODH1-2CH1-L-604/SCe","2 Pump","SCe-HVAC system",{"$f":"VLOOKUP(B20,'Wilo Price List'!B16:G44112,5,FALSE)","v":{"v":11799,"d":"£11,799"}},"PG06"]
[null,29993564,"ISAR MODH1-2CH1-L-605/SCe","2 Pump","SCe-HVAC system",{"$f":"VLOOKUP(B21,'Wilo Price List'!B17:G44113,5,FALSE)","v":{"v":12130,"d":"£12,130"}},"PG06"]
[null,29993565,"ISAR MODH1-2CH1-L-1002/SCe","2 Pump","SCe-HVAC system",{"$f":"VLOOKUP(B22,'Wilo Price List'!B18:G44114,5,FALSE)","v":{"v":12014,"d":"£12,014"}},"PG06"]
[null,29993566,"ISAR MODH1-2CH1-L-1003/SCe","2 Pump","SCe-HVAC system",{"$f":"VLOOKUP(B23,'Wilo Price List'!B19:G44115,5,FALSE)","v":{"v":12354,"d":"£12,354"}},"PG06"]
[null,29993567,"ISAR MODH1-2CH1-L-1004/SCe","2 Pump","SCe-HVAC system",{"$f":"VLOOKUP(B24,'Wilo Price List'!B20:G44116,5,FALSE)","v":{"v":12550,"d":"£12,550"}},"PG06"]
[null,29993568,"ISAR MODH1-2CH1-L-1005/SCe","2 Pump","SCe-HVAC system",{"$f":"VLOOKUP(B25,'Wilo Price List'!B20:G44117,5,FALSE)","v":{"v":13992,"d":"£13,992"}},"PG06"]
[]
[null,29993573,"ISAR MODH1-3CH1-L-202/SCe","3 Pump","SCe-HVAC system",{"$f":"VLOOKUP(B27,'Wilo Price List'!B22:G44119,5,FALSE)","v":{"v":13792,"d":"£13,792"}},"PG06"]
[null,29993574,"ISAR MODH1-3CH1-L-203/SCe","3 Pump","SCe-HVAC system",{"$f":"VLOOKUP(B28,'Wilo Price List'!B23:G44120,5,FALSE)","v":{"v":13881,"d":"£13,881"}},"PG06"]
[null,29993575,"ISAR MODH1-3CH1-L-204/SCe","3 Pump","SCe-HVAC system",{"$f":"VLOOKUP(B29,'Wilo Price List'!B24:G44121,5,FALSE)","v":{"v":14104,"d":"£14,104"}},"PG06"]
[null,29993576,"ISAR MODH1-3CH1-L-205/SCe","3 Pump","SCe-HVAC system",{"$f":"VLOOKUP(B30,'Wilo Price List'!B25:G44122,5,FALSE)","v":{"v":14335,"d":"£14,335"}},"PG06"]
[null,29993577,"ISAR MODH1-3CH1-L-206/SCe","3 Pump","SCe-HVAC system",{"$f":"VLOOKUP(B31,'Wilo Price List'!B26:G44123,5,FALSE)","v":{"v":14588,"d":"£14,588"}},"PG06"]
[null,29993578,"ISAR MODH1-3CH1-L-207/SCe","3 Pump","SCe-HVAC system",{"$f":"VLOOKUP(B32,'Wilo Price List'!B27:G44124,5,FALSE)","v":{"v":14835,"d":"£14,835"}},"PG06"]
[null,29993579,"ISAR MODH1-3CH1-L-402/SCe","3 Pump","SCe-HVAC system",{"$f":"VLOOKUP(B33,'Wilo Price List'!B28:G44125,5,FALSE)","v":{"v":13835,"d":"£13,835"}},"PG06"]
[null,29993580,"ISAR MODH1-3CH1-L-403/SCe","3 Pump","SCe-HVAC system",{"$f":"VLOOKUP(B34,'Wilo Price List'!B29:G44126,5,FALSE)","v":{"v":13940,"d":"£13,940"}},"PG06"]
[null,29993581,"ISAR MODH1-3CH1-L-404/SCe","3 Pump","SCe-HVAC system",{"$f":"VLOOKUP(B35,'Wilo Price List'!B30:G44127,5,FALSE)","v":{"v":14150,"d":"£14,150"}},"PG06"]
[null,29993582,"ISAR MODH1-3CH1-L-405/SCe","3 Pump","SCe-HVAC system",{"$f":"VLOOKUP(B36,'Wilo Price List'!B31:G44128,5,FALSE)","v":{"v":14452,"d":"£14,452"}},"PG06"]
[null,29993583,"ISAR MODH1-3CH1-L-406/SCe","3 Pump","SCe-HVAC system",{"$f":"VLOOKUP(B37,'Wilo Price List'!B32:G44129,5,FALSE)","v":{"v":14850,"d":"£14,850"}},"PG06"]
[null,29993584,"ISAR MODH1-3CH1-L-407/SCe","3 Pump","SCe-HVAC system",{"$f":"VLOOKUP(B38,'Wilo Price List'!B33:G44130,5,FALSE)","v":{"v":15193,"d":"£15,193"}},"PG06"]
[null,29993585,"ISAR MODH1-3CH1-L-602/SCe","3 Pump","SCe-HVAC system",{"$f":"VLOOKUP(B39,'Wilo Price List'!B34:G44131,5,FALSE)","v":{"v":13871,"d":"£13,871"}},"PG06"]
[null,29993586,"ISAR MODH1-3CH1-L-603/SCe","3 Pump","SCe-HVAC system",{"$f":"VLOOKUP(B40,'Wilo Price List'!B35:G44132,5,FALSE)","v":{"v":14094,"d":"£14,094"}},"PG06"]
[null,29993587,"ISAR MODH1-3CH1-L-604/SCe","3 Pump","SCe-HVAC system",{"$f":"VLOOKUP(B41,'Wilo Price List'!B36:G44133,5,FALSE)","v":{"v":14711,"d":"£14,711"}},"PG06"]
[null,29993588,"ISAR MODH1-3CH1-L-605/SCe","3 Pump","SCe-HVAC system",{"$f":"VLOOKUP(B42,'Wilo Price List'!B37:G44134,5,FALSE)","v":{"v":14964,"d":"£14,964"}},"PG06"]
[null,29993589,"ISAR MODH1-3CH1-L-1002/SCe","3 Pump","SCe-HVAC system",{"$f":"VLOOKUP(B43,'Wilo Price List'!B38:G44135,5,FALSE)","v":{"v":15275,"d":"£15,275"}},"PG06"]
[null,29993590,"ISAR MODH1-3CH1-L-1003/SCe","3 Pump","SCe-HVAC system",{"$f":"VLOOKUP(B44,'Wilo Price List'!B39:G44136,5,FALSE)","v":{"v":15785,"d":"£15,785"}},"PG06"]
[null,29993591,"ISAR MODH1-3CH1-L-1004/SCe","3 Pump","SCe-HVAC system",{"$f":"VLOOKUP(B45,'Wilo Price List'!B40:G44137,5,FALSE)","v":{"v":16076,"d":"£16,076"}},"PG06"]
[null,29993592,"ISAR MODH1-3CH1-L-1005/SCe","3 Pump","SCe-HVAC system",{"$f":"VLOOKUP(B46,'Wilo Price List'!B41:G44138,5,FALSE)","v":{"v":18141,"d":"£18,141"}},"PG06"]

{"sheet":"Si Boost","index":20,"n_rows":116,"n_cols":9,"rows_kept":116,"merged":[[1,1,2,6],[1,8,2,9]]}
[]
[null,"SI Boost",{"$nulls":6},"Home"]
[]
[]
[null,"Article No. \n(or variant)","Article description","Type \n(Pump / Accessory / Spare Part / Addon / Service)","Product range","List Price","Price group"]
[null,29990278,"SIBOOST SMART 2 HELIX VE 204","1 Pump","SIBOOST-System",{"$f":"VLOOKUP(B6,'Wilo Price List'!B:H,5,FALSE)","v":{"v":14801,"d":"£14,801"}},"PG6"]
[null,29990279,"SIBOOST SMART 3 HELIX VE 204","1 Pump","SIBOOST-System",{"$f":"VLOOKUP(B7,'Wilo Price List'!B:H,5,FALSE)","v":{"v":20069,"d":"£20,069"}},"PG6"]
[null,29990280,"SIBOOST SMART 4 HELIX VE 204","1 Pump","SIBOOST-System",{"$f":"VLOOKUP(B8,'Wilo Price List'!B:H,5,FALSE)","v":{"v":25571,"d":"£25,571"}},"PG6"]
[]
[null,29990200,"SIBOOST SMART 2 HELIX VE 208","1 Pump","SIBOOST-System",{"$f":"VLOOKUP(B10,'Wilo Price List'!B:H,5,FALSE)","v":{"v":16135,"d":"£16,135"}},"PG6"]
[null,29990201,"SIBOOST SMART 3 HELIX VE 208","1 Pump","SIBOOST-System",{"$f":"VLOOKUP(B11,'Wilo Price List'!B:H,5,FALSE)","v":{"v":22277,"d":"£22,277"}},"PG6"]
[null,29990202,"SIBOOST SMART 4 HELIX VE 208","1 Pump","SIBOOST-System",{"$f":"VLOOKUP(B12,'Wilo Price List'!B:H,5,FALSE)","v":{"v":28231,"d":"£28,231"}},"PG6"]
[]
[null,29991721,"SIBOOST SMART 2 HELIX VE 211","1 Pump","SIBOOST-System",{"$f":"VLOOKUP(B14,'Wilo Price List'!B:H,5,FALSE)","v":{"v":17569,"d":"£17,569"}},"PG6"]
[null,29991793,"SIBOOST SMART 3 HELIX VE 211","1 Pump","SIBOOST-System",{"$f":"VLOOKUP(B15,'Wilo Price List'!B:H,5,FALSE)","v":{"v":24124,"d":"£24,124"}},"PG6"]
[null,29991861,"SIBOOST SMART 4 HELIX VE 211","1 Pump","SIBOOST-System",{"$f":"VLOOKUP(B16,'Wilo Price List'!B:H,5,FALSE)","v":{"v":31095,"d":"£31,095"}},"PG6"]
[]
[null,29990281,"SIBOOST SMART 2 HELIX VE 403","1 Pump","SIBOOST-System",{"$f":"VLOOKUP(B18,'Wilo Price List'!B:H,5,FALSE)","v":{"v":14747,"d":"£14,747"}},"PG6"]
[null,29990283,"SIBOOST SMART 3 HELIX VE 403","1 Pump","SIBOOST-System",{"$f":"VLOOKUP(B19,'Wilo Price List'!B:H,5,FALSE)","v":{"v":20200,"d":"£20,200"}},"PG6"]
[null,29990285,"SIBOOST SMART 4 HELIX VE 403","1 Pump","SIBOOST-System",{"$f":"VLOOKUP(B20,'Wilo Price List'!B:H,5,FALSE)","v":{"v":25549,"d":"£25,549"}},"PG6"]
[]
[null,29990852,"SIBOOST SMART 2 HELIX VE 404","1 Pump","SIBOOST-System",{"$f":"VLOOKUP(B22,'Wilo Price List'!B:H,5,FALSE)","v":{"v":14984,"d":"£14,984"}},"PG6"]
[null,29990853,"SIBOOST SMART 3 HELIX VE 404","1 Pump","SIBOOST-System",{"$f":"VLOOKUP(B23,'Wilo Price List'!B:H,5,FALSE)","v":{"v":18036,"d":"£18,036"}},"PG6"]
[null,29990854,"SIBOOST SMART 4 HELIX VE 404","1 Pump","SIBOOST-System",{"$f":"VLOOKUP(B24,'Wilo Price List'!B:H,5,FALSE)","v":{"v":22361,"d":"£22,361"}},"PG6"]
[]
[null,29990203,"SIBOOST SMART 2 HELIX VE 405","1 Pump","SIBOOST-System",{"$f":"VLOOKUP(B26,'Wilo Price List'!B:H,5,FALSE)","v":{"v":15828,"d":"£15,828"}},"PG6"]
[null,29990205,"SIBOOST SMART 3 HELIX VE 405","1 Pump","SIBOOST-System",{"$f":"VLOOKUP(B27,'Wilo Price List'!B:H,5,FALSE)","v":{"v":21864,"d":"£21,864"}},"PG6"]
[null,29990207,"SIBOOST SMART 4 HELIX VE 405","1 Pump","SIBOOST-System",{"$f":"VLOOKUP(B28,'Wilo Price List'!B:H,5,FALSE)","v":{"v":27710,"d":"£27,710"}},"PG6"]
[]
[null,29990282,"SIBOOST SMART 2 HELIX VE 407","1 Pump","SIBOOST-System",{"$f":"VLOOKUP(B30,'Wilo Price List'!B:H,5,FALSE)","v":{"v":16650,"d":"£16,650"}},"PG6"]
[null,29990284,"SIBOOST SMART 3 HELIX VE 407","1 Pump","SIBOOST-System",{"$f":"VLOOKUP(B31,'Wilo Price List'!B:H,5,FALSE)","v":{"v":23060,"d":"£23,060"}},"PG6"]
[null,29990286,"SIBOOST SMART 4 HELIX VE 407","1 Pump","SIBOOST-System",{"$f":"VLOOKUP(B32,'Wilo Price List'!B:H,5,FALSE)","v":{"v":29366,"d":"£29,366"}},"PG6"]
[]
[null,29990204,"SIBOOST SMART 2 HELIX VE 410","1 Pump","SIBOOST-System",{"$f":"VLOOKUP(B34,'Wilo Price List'!B:H,5,FALSE)","v":{"v":17696,"d":"£17,696"}},"PG6"]
[null,29990206,"SIBOOST SMART 3 HELIX VE 410","1 Pump","SIBOOST-System",{"$f":"VLOOKUP(B35,'Wilo Price List'!B:H,5,FALSE)","v":{"v":24662,"d":"£24,662"}},"PG6"]
[null,29990208,"SIBOOST SMART 4 HELIX VE 410","1 Pump","SIBOOST-System",{"$f":"VLOOKUP(B36,'Wilo Price List'!B:H,5,FALSE)","v":{"v":31445,"d":"£31,445"}},"PG6"]
[]
[null,29990287,"SIBOOST SMART 2 HELIX VE 602","1 Pump","SIBOOST-System",{"$f":"VLOOKUP(B38,'Wilo Price List'!B:H,5,FALSE)","v":{"v":15639,"d":"£15,639"}},"PG6"]
[null,29990290,"SIBOOST SMART 3 HELIX VE 602","1 Pump","SIBOOST-System",{"$f":"VLOOKUP(B39,'Wilo Price List'!B:H,5,FALSE)","v":{"v":21324,"d":"£21,324"}},"PG6"]
[null,29990293,"SIBOOST SMART 4 HELIX VE 602","1 Pump","SIBOOST-System",{"$f":"VLOOKUP(B40,'Wilo Price List'!B:H,5,FALSE)","v":{"v":27045,"d":"£27,045"}},"PG6"]
[]
[null,29990209,"SIBOOST SMART 2 HELIX VE 603","1 Pump","SIBOOST-System",{"$f":"VLOOKUP(B42,'Wilo Price List'!B:H,5,FALSE)","v":{"v":15856,"d":"£15,856"}},"PG6"]
[null,29990212,"SIBOOST SMART 3 HELIX VE 603","1 Pump","SIBOOST-System",{"$f":"VLOOKUP(B43,'Wilo Price List'!B:H,5,FALSE)","v":{"v":21708,"d":"£21,708"}},"PG6"]
[null,29990215,"SIBOOST SMART 4 HELIX VE 603","1 Pump","SIBOOST-System",{"$f":"VLOOKUP(B44,'Wilo Price List'!B:H,5,FALSE)","v":{"v":27497,"d":"£27,497"}},"PG6"]
[]
[null,29990288,"SIBOOST SMART 2 HELIX VE 604","1 Pump","SIBOOST-System",{"$f":"VLOOKUP(B46,'Wilo Price List'!B:H,5,FALSE)","v":{"v":16555,"d":"£16,555"}},"PG6"]
[null,29990291,"SIBOOST SMART 3 HELIX VE 604","1 Pump","SIBOOST-System",{"$f":"VLOOKUP(B47,'Wilo Price List'!B:H,5,FALSE)","v":{"v":22695,"d":"£22,695"}},"PG6"]
[null,29990294,"SIBOOST SMART 4 HELIX VE 604","1 Pump","SIBOOST-System",{"$f":"VLOOKUP(B48,'Wilo Price List'!B:H,5,FALSE)","v":{"v":28878,"d":"£28,878"}},"PG6"]
[]
[null,29990210,"SIBOOST SMART 2 HELIX VE 606","1 Pump","SIBOOST-System",{"$f":"VLOOKUP(B50,'Wilo Price List'!B:H,5,FALSE)","v":{"v":16871,"d":"£16,871"}},"PG6"]
[null,29990213,"SIBOOST SMART 3 HELIX VE 606","1 Pump","SIBOOST-System",{"$f":"VLOOKUP(B51,'Wilo Price List'!B:H,5,FALSE)","v":{"v":23231,"d":"£23,231"}},"PG6"]
[null,29990216,"SIBOOST SMART 4 HELIX VE 606","1 Pump","SIBOOST-System",{"$f":"VLOOKUP(B52,'Wilo Price List'!B:H,5,FALSE)","v":{"v":29527,"d":"£29,527"}},"PG6"]
[]
[null,29990289,"SIBOOST SMART 2 HELIX VE 608","1 Pump","SIBOOST-System",{"$f":"VLOOKUP(B54,'Wilo Price List'!B:H,5,FALSE)","v":{"v":17978,"d":"£17,978"}},"PG6"]
[null,29990292,"SIBOOST SMART 3 HELIX VE 608","1 Pump","SIBOOST-System",{"$f":"VLOOKUP(B55,'Wilo Price List'!B:H,5,FALSE)","v":{"v":24831,"d":"£24,831"}},"PG6"]
[null,29990295,"SIBOOST SMART 4 HELIX VE 608","1 Pump","SIBOOST-System",{"$f":"VLOOKUP(B56,'Wilo Price List'!B:H,5,FALSE)","v":{"v":31723,"d":"£31,723"}},"PG6"]
[]
[null,29990211,"SIBOOST SMART 2 HELIX VE 611","1 Pump","SIBOOST-System",{"$f":"VLOOKUP(B58,'Wilo Price List'!B:H,5,FALSE)","v":{"v":18676,"d":"£18,676"}},"PG6"]
[null,29990214,"SIBOOST SMART 3 HELIX VE 611","1 Pump","SIBOOST-System",{"$f":"VLOOKUP(B59,'Wilo Price List'!B:H,5,FALSE)","v":{"v":25937,"d":"£25,937"}},"PG6"]
[null,29990217,"SIBOOST SMART 4 HELIX VE 611","1 Pump","SIBOOST-System",{"$f":"VLOOKUP(B60,'Wilo Price List'!B:H,5,FALSE)","v":{"v":33139,"d":"£33,139"}},"PG6"]
[]
[null,29990218,"SIBOOST SMART 2 HELIX VE 1002","1 Pump","SIBOOST-System",{"$f":"VLOOKUP(B62,'Wilo Price List'!B:H,5,FALSE)","v":{"v":14679,"d":"£14,679"}},"PG6"]
[null,29990221,"SIBOOST SMART 3 HELIX VE 1002","1 Pump","SIBOOST-System",{"$f":"VLOOKUP(B63,'Wilo Price List'!B:H,5,FALSE)","v":{"v":20324,"d":"£20,324"}},"PG6"]
[null,29990224,"SIBOOST SMART 4 HELIX VE 1002","1 Pump","SIBOOST-System",{"$f":"VLOOKUP(B64,'Wilo Price List'!B:H,5,FALSE)","v":{"v":25828,"d":"£25,828"}},"PG6"]
[]
[null,29990296,"SIBOOST SMART 2 HELIX VE 1003","1 Pump","SIBOOST-System",{"$f":"VLOOKUP(B66,'Wilo Price List'!B:H,5,FALSE)","v":{"v":16901,"d":"£16,901"}},"PG6"]
[null,29990299,"SIBOOST SMART 3 HELIX VE 1003","1 Pump","SIBOOST-System",{"$f":"VLOOKUP(B67,'Wilo Price List'!B:H,5,FALSE)","v":{"v":23777,"d":"£23,777"}},"PG6"]
[null,29990432,"SIBOOST SMART 4 HELIX VE 1003","1 Pump","SIBOOST-System",{"$f":"VLOOKUP(B68,'Wilo Price List'!B:H,5,FALSE)","v":{"v":30481,"d":"£30,481"}},"PG6"]
[]
[null,29990219,"SIBOOST SMART 2 HELIX VE 1004","1 Pump","SIBOOST-System",{"$f":"VLOOKUP(B70,'Wilo Price List'!B:H,5,FALSE)","v":{"v":17251,"d":"£17,251"}},"PG6"]
[null,29990222,"SIBOOST SMART 3 HELIX VE 1004","1 Pump","SIBOOST-System",{"$f":"VLOOKUP(B71,'Wilo Price List'!B:H,5,FALSE)","v":{"v":24180,"d":"£24,180"}},"PG6"]
[null,29990225,"SIBOOST SMART 4 HELIX VE 1004","1 Pump","SIBOOST-System",{"$f":"VLOOKUP(B72,'Wilo Price List'!B:H,5,FALSE)","v":{"v":30967,"d":"£30,967"}},"PG6"]
[]
[null,29990297,"SIBOOST SMART 2 HELIX VE 1005","1 Pump","SIBOOST-System",{"$f":"VLOOKUP(B74,'Wilo Price List'!B:H,5,FALSE)","v":{"v":18036,"d":"£18,036"}},"PG6"]
[null,29990430,"SIBOOST SMART 3 HELIX VE 1005","1 Pump","SIBOOST-System",{"$f":"VLOOKUP(B75,'Wilo Price List'!B:H,5,FALSE)","v":{"v":25349,"d":"£25,349"}},"PG6"]
[null,29990433,"SIBOOST SMART 4 HELIX VE 1005","1 Pump","SIBOOST-System",{"$f":"VLOOKUP(B76,'Wilo Price List'!B:H,5,FALSE)","v":{"v":32777,"d":"£32,777"}},"PG6"]
[]
[null,29990223,"SIBOOST SMART 3 HELIX VE 1006","1 Pump","SIBOOST-System",{"$f":"VLOOKUP(B78,'Wilo Price List'!B:H,5,FALSE)","v":{"v":26835,"d":"£26,835"}},"PG6"]
[null,29990220,"SIBOOST SMART 2 HELIX VE 1006","1 Pump","SIBOOST-System",{"$f":"VLOOKUP(B79,'Wilo Price List'!B:H,5,FALSE)","v":{"v":19021,"d":"£19,021"}},"PG6"]
[null,29990226,"SIBOOST SMART 4 HELIX VE 1006","1 Pump","SIBOOST-System",{"$f":"VLOOKUP(B80,'Wilo Price List'!B:H,5,FALSE)","v":{"v":34506,"d":"£34,506"}},"PG6"]
[]
[null,29990298,"SIBOOST SMART 2 HELIX VE 1009","1 Pump","SIBOOST-System",{"$f":"VLOOKUP(B82,'Wilo Price List'!B:H,5,FALSE)","v":{"v":27288,"d":"£27,288"}},"PG6"]
[null,29990431,"SIBOOST SMART 3 HELIX VE 1009","1 Pump","SIBOOST-System",{"$f":"VLOOKUP(B83,'Wilo Price List'!B:H,5,FALSE)","v":{"v":39360,"d":"£39,360"}},"PG6"]
[null,29990434,"SIBOOST SMART 4 HELIX VE 1009","1 Pump","SIBOOST-System",{"$f":"VLOOKUP(B84,'Wilo Price List'!B:H,5,FALSE)","v":{"v":51259,"d":"£51,259"}},"PG6"]
[]
[null,29990227,"SIBOOST SMART 2 HELIX VE 1602","1 Pump","SIBOOST-System",{"$f":"VLOOKUP(B86,'Wilo Price List'!B:H,5,FALSE)","v":{"v":17561,"d":"£17,561"}},"PG6"]
[null,29990231,"SIBOOST SMART 3 HELIX VE 1602","1 Pump","SIBOOST-System",{"$f":"VLOOKUP(B87,'Wilo Price List'!B:H,5,FALSE)","v":{"v":25303,"d":"£25,303"}},"PG6"]
[null,29990235,"SIBOOST SMART 4 HELIX VE 1602","1 Pump","SIBOOST-System",{"$f":"VLOOKUP(B88,'Wilo Price List'!B:H,5,FALSE)","v":{"v":32367,"d":"£32,367"}},"PG6"]
[]
[null,29990228,"SIBOOST SMART 2 HELIX VE 1603-4","1 Pump","SIBOOST-System",{"$f":"VLOOKUP(B90,'Wilo Price List'!B:H,5,FALSE)","v":{"v":19222,"d":"£19,222"}},"PG6"]
[null,29990232,"SIBOOST SMART 3 HELIX VE 1603-4","1 Pump","SIBOOST-System",{"$f":"VLOOKUP(B91,'Wilo Price List'!B:H,5,FALSE)","v":{"v":27793,"d":"£27,793"}},"PG6"]
[null,29990236,"SIBOOST SMART 4 HELIX VE 1603-4","1 Pump","SIBOOST-System",{"$f":"VLOOKUP(B92,'Wilo Price List'!B:H,5,FALSE)","v":{"v":35687,"d":"£35,687"}},"PG6"]
[]
[null,29990229,"SIBOOST SMART 2 HELIX VE 1605","1 Pump","SIBOOST-System",{"$f":"VLOOKUP(B94,'Wilo Price List'!B:H,5,FALSE)","v":{"v":24627,"d":"£24,627"}},"PG6"]
[null,29990233,"SIBOOST SMART 3 HELIX VE 1605","1 Pump","SIBOOST-System",{"$f":"VLOOKUP(B95,'Wilo Price List'!B:H,5,FALSE)","v":{"v":35863,"d":"£35,863"}},"PG6"]
[null,29990237,"SIBOOST SMART 4 HELIX VE 1605","1 Pump","SIBOOST-System",{"$f":"VLOOKUP(B96,'Wilo Price List'!B:H,5,FALSE)","v":{"v":46536,"d":"£46,536"}},"PG6"]
[]
[null,29990230,"SIBOOST SMART 2 HELIX VE 1606","1 Pump","SIBOOST-System",{"$f":"VLOOKUP(B98,'Wilo Price List'!B:H,5,FALSE)","v":{"v":25203,"d":"£25,203"}},"PG6"]
[null,29990234,"SIBOOST SMART 3 HELIX VE 1606","1 Pump","SIBOOST-System",{"$f":"VLOOKUP(B99,'Wilo Price List'!B:H,5,FALSE)","v":{"v":36726,"d":"£36,726"}},"PG6"]
[null,29990238,"SIBOOST SMART 4 HELIX VE 1606","1 Pump","SIBOOST-System",{"$f":"VLOOKUP(B100,'Wilo Price List'!B:H,5,FALSE)","v":{"v":47687,"d":"£47,687"}},"PG6"]
[]
[null,29990239,"SIBOOST SMART 2 HELIX VE 2202","1 Pump","SIBOOST-System",{"$f":"VLOOKUP(B102,'Wilo Price List'!B:H,5,FALSE)","v":{"v":23114,"d":"£23,114"}},"PG6"]
[null,29990243,"SIBOOST SMART 3 HELIX VE 2202","1 Pump","SIBOOST-System",{"$f":"VLOOKUP(B103,'Wilo Price List'!B:H,5,FALSE)","v":{"v":34146,"d":"£34,146"}},"PG6"]
[null,29990247,"SIBOOST SMART 4 HELIX VE 2202","1 Pump","SIBOOST-System",{"$f":"VLOOKUP(B104,'Wilo Price List'!B:H,5,FALSE)","v":{"v":43626,"d":"£43,626"}},"PG6"]
[]
[null,29990240,"SIBOOST SMART 2 HELIX VE 2203","1 Pump","SIBOOST-System",{"$f":"VLOOKUP(B106,'Wilo Price List'!B:H,5,FALSE)","v":{"v":28434,"d":"£28,434"}},"PG6"]
[null,29990244,"SIBOOST SMART 3 HELIX VE 2203","1 Pump","SIBOOST-System",{"$f":"VLOOKUP(B107,'Wilo Price List'!B:H,5,FALSE)","v":{"v":42133,"d":"£42,133"}},"PG6"]
[null,29990248,"SIBOOST SMART 4 HELIX VE 2203","1 Pump","SIBOOST-System",{"$f":"VLOOKUP(B108,'Wilo Price List'!B:H,5,FALSE)","v":{"v":54274,"d":"£54,274"}},"PG6"]
[]
[null,29990241,"SIBOOST SMART 2 HELIX VE 2204","1 Pump","SIBOOST-System",{"$f":"VLOOKUP(B110,'Wilo Price List'!B:H,5,FALSE)","v":{"v":28572,"d":"£28,572"}},"PG6"]
[null,29990245,"SIBOOST SMART 3 HELIX VE 2204","1 Pump","SIBOOST-System",{"$f":"VLOOKUP(B111,'Wilo Price List'!B:H,5,FALSE)","v":{"v":42338,"d":"£42,338"}},"PG6"]
[null,29990249,"SIBOOST SMART 4 HELIX VE 2204","1 Pump","SIBOOST-System",{"$f":"VLOOKUP(B112,'Wilo Price List'!B:H,5,FALSE)","v":{"v":54546,"d":"£54,546"}},"PG6"]
[]
[null,29990242,"SIBOOST SMART 2 HELIX VE 2205","1 Pump","SIBOOST-System",{"$f":"VLOOKUP(B114,'Wilo Price List'!B:H,5,FALSE)","v":{"v":35790,"d":"£35,790"}},"PG6"]
[null,29990246,"SIBOOST SMART 3 HELIX VE 2205","1 Pump","SIBOOST-System",{"$f":"VLOOKUP(B115,'Wilo Price List'!B:H,5,FALSE)","v":{"v":53304,"d":"£53,304"}},"PG6"]
[null,29990250,"SIBOOST SMART 4 HELIX VE 2205","1 Pump","SIBOOST-System",{"$f":"VLOOKUP(B116,'Wilo Price List'!B:H,5,FALSE)","v":{"v":68900,"d":"£68,900"}},"PG6"]

{"sheet":"ISAR Boost 5","index":21,"n_rows":13,"n_cols":7,"rows_kept":13,"merged":[[1,1,2,4],[1,6,2,7]]}
[]
[null,"Package Boosters and Tank",{"$nulls":4},"Home"]
[]
[]
[null,"Article No. \n(or variant)","Article description","List Price","Price group"]
[]
[null,4250016,"Wilo-Isar BOOST5-E-3-G        ",{"$f":"VLOOKUP(B7,'Wilo Price List'!B:F,5,FALSE)","v":"POA"},"PG6"]
[null,4250017,"Wilo-Isar BOOST5-E-5-G        ",{"$f":"VLOOKUP(B8,'Wilo Price List'!B:F,5,FALSE)","v":"POA"},"PG6"]
[null,"T150"]
[null,2815093,"Isar BOOST5 E3 T150",{"$f":"VLOOKUP(B10,'Wilo Price List'!B:F,5,FALSE)","v":{"v":3714,"d":"£3,714"}},"PG6"]
[null,2815094,"Isar BOOST5 E5 T150",{"$f":"VLOOKUP(B11,'Wilo Price List'!B:F,5,FALSE)","v":{"v":3866,"d":"£3,866"}},"PG6"]
[]
[null,4252615,"Electronic Expansion Board for Isar BOOST5",{"$f":"VLOOKUP(B13,'Wilo Price List'!B:F,5,FALSE)","v":{"v":100,"d":"£100"}},"PG14"]

{"sheet":"T Range","index":22,"n_rows":68,"n_cols":7,"rows_kept":68,"merged":[[1,1,2,4],[1,6,2,7]]}
[]
[null,"Package Boosters and Tank",{"$nulls":4},"Home"]
[]
[]
[null,"Article No. \n(or variant)","Article description","List Price","Price group"]
[null,"T90"]
[null,29993779,"ISAR MODH1-202/EC-EM-T90",{"$f":"VLOOKUP(B7,'Wilo Price List'!B6:G44098,5,FALSE)","v":{"v":6067,"d":"£6,067"}},"PG06"]
[null,29993780,"ISAR MODH1-203/EC-EM-T90",{"$f":"VLOOKUP(B8,'Wilo Price List'!B7:G44099,5,FALSE)","v":{"v":6098,"d":"£6,098"}},"PG06"]
[null,29993781,"ISAR MODH1-204/EC-EM-T90",{"$f":"VLOOKUP(B9,'Wilo Price List'!B8:G44100,5,FALSE)","v":{"v":6172,"d":"£6,172"}},"PG06"]
[null,29993782,"ISAR MODH1-205/EC-EM-T90",{"$f":"VLOOKUP(B10,'Wilo Price List'!B9:G44101,5,FALSE)","v":{"v":6218,"d":"£6,218"}},"PG06"]
[null,29993783,"ISAR MODH1-206/EC-EM-T90",{"$f":"VLOOKUP(B11,'Wilo Price List'!B10:G44102,5,FALSE)","v":{"v":6303,"d":"£6,303"}},"PG06"]
[null,29993784,"ISAR MODH1-207/EC-EM-T90",{"$f":"VLOOKUP(B12,'Wilo Price List'!B11:G44103,5,FALSE)","v":{"v":6388,"d":"£6,388"}},"PG06"]
[null,29993785,"ISAR MODH1-402/EC-EM-T90",{"$f":"VLOOKUP(B13,'Wilo Price List'!B12:G44104,5,FALSE)","v":{"v":6097,"d":"£6,097"}},"PG06"]
[null,29993786,"ISAR MODH1-403/EC-EM-T90",{"$f":"VLOOKUP(B14,'Wilo Price List'!B13:G44105,5,FALSE)","v":{"v":6098,"d":"£6,098"}},"PG06"]
[null,29993787,"ISAR MODH1-404/EC-EM-T90",{"$f":"VLOOKUP(B15,'Wilo Price List'!B14:G44106,5,FALSE)","v":{"v":6199,"d":"£6,199"}},"PG06"]
[null,29993788,"ISAR MODH1-405/EC-EM-T90",{"$f":"VLOOKUP(B16,'Wilo Price List'!B15:G44107,5,FALSE)","v":{"v":6335,"d":"£6,335"}},"PG06"]
[null,29993789,"ISAR MODH1-406/EC-EM-T90",{"$f":"VLOOKUP(B17,'Wilo Price List'!B16:G44108,5,FALSE)","v":{"v":6365,"d":"£6,365"}},"PG06"]
[null,29993790,"ISAR MODH1-407/EC-EM-T90",{"$f":"VLOOKUP(B18,'Wilo Price List'!B17:G44109,5,FALSE)","v":{"v":6431,"d":"£6,431"}},"PG06"]
[null,29993791,"ISAR MODH1-602/EC-EM-T90",{"$f":"VLOOKUP(B19,'Wilo Price List'!B18:G44110,5,FALSE)","v":"POA"},"PG06"]
[null,29993792,"ISAR MODH1-603/EC-EM-T90",{"$f":"VLOOKUP(B20,'Wilo Price List'!B19:G44111,5,FALSE)","v":"POA"},"PG06"]
[null,29993793,"ISAR MODH1-604/EC-EM-T90",{"$f":"VLOOKUP(B21,'Wilo Price List'!B20:G44112,5,FALSE)","v":"POA"},"PG06"]
[null,29993794,"ISAR MODH1-605/EC-EM-T90",{"$f":"VLOOKUP(B22,'Wilo Price List'!B20:G44113,5,FALSE)","v":"POA"},"PG06"]
[null,29993795,"ISAR MODH1-1002/EC-EM-T90",{"$f":"VLOOKUP(B23,'Wilo Price List'!B21:G44114,5,FALSE)","v":"POA"},"PG06"]
[null,29993796,"ISAR MODH1-1003/EC-EM-T90",{"$f":"VLOOKUP(B24,'Wilo Price List'!B22:G44115,5,FALSE)","v":"POA"},"PG06"]
[null,29993797,"ISAR MODH1-1004/EC-EM-T90",{"$f":"VLOOKUP(B25,'Wilo Price List'!B23:G44116,5,FALSE)","v":"POA"},"PG06"]
[null,29993798,"ISAR MODH1-1005/EC-EM-T90",{"$f":"VLOOKUP(B26,'Wilo Price List'!B24:G44117,5,FALSE)","v":"POA"},"PG06"]
[null,"T150"]
[null,29993799,"ISAR MODH1-202/EC-EM-T150",{"$f":"VLOOKUP(B28,'Wilo Price List'!B26:G44119,5,FALSE)","v":{"v":4519,"d":"£4,519"}},"PG06"]
[null,29993800,"ISAR MODH1-203/EC-EM-T150",{"$f":"VLOOKUP(B29,'Wilo Price List'!B27:G44120,5,FALSE)","v":{"v":4551,"d":"£4,551"}},"PG06"]
[null,29993801,"ISAR MODH1-204/EC-EM-T150",{"$f":"VLOOKUP(B30,'Wilo Price List'!B28:G44121,5,FALSE)","v":{"v":4623,"d":"£4,623"}},"PG06"]
[null,29993802,"ISAR MODH1-205/EC-EM-T150",{"$f":"VLOOKUP(B31,'Wilo Price List'!B29:G44122,5,FALSE)","v":{"v":4670,"d":"£4,670"}},"PG06"]
[null,29993803,"ISAR MODH1-206/EC-EM-T150",{"$f":"VLOOKUP(B32,'Wilo Price List'!B30:G44123,5,FALSE)","v":{"v":4755,"d":"£4,755"}},"PG06"]
[null,29993804,"ISAR MODH1-207/EC-EM-T150",{"$f":"VLOOKUP(B33,'Wilo Price List'!B31:G44124,5,FALSE)","v":{"v":4839,"d":"£4,839"}},"PG06"]
[null,29993805,"ISAR MODH1-402/EC-EM-T150",{"$f":"VLOOKUP(B34,'Wilo Price List'!B32:G44125,5,FALSE)","v":{"v":4549,"d":"£4,549"}},"PG06"]
[null,29993806,"ISAR MODH1-403/EC-EM-T150",{"$f":"VLOOKUP(B35,'Wilo Price List'!B33:G44126,5,FALSE)","v":{"v":4549,"d":"£4,549"}},"PG06"]
[null,29993807,"ISAR MODH1-404/EC-EM-T150",{"$f":"VLOOKUP(B36,'Wilo Price List'!B34:G44127,5,FALSE)","v":{"v":4651,"d":"£4,651"}},"PG06"]
[null,29993808,"ISAR MODH1-405/EC-EM-T150",{"$f":"VLOOKUP(B37,'Wilo Price List'!B35:G44128,5,FALSE)","v":{"v":4786,"d":"£4,786"}},"PG06"]
[null,29993809,"ISAR MODH1-406/EC-EM-T150",{"$f":"VLOOKUP(B38,'Wilo Price List'!B36:G44129,5,FALSE)","v":{"v":4817,"d":"£4,817"}},"PG06"]
[null,29993810,"ISAR MODH1-407/EC-EM-T150",{"$f":"VLOOKUP(B39,'Wilo Price List'!B37:G44130,5,FALSE)","v":{"v":4883,"d":"£4,883"}},"PG06"]
[null,29993811,"ISAR MODH1-602/EC-EM-T150",{"$f":"VLOOKUP(B40,'Wilo Price List'!B38:G44131,5,FALSE)","v":{"v":4849,"d":"£4,849"}},"PG06"]
[null,29993812,"ISAR MODH1-603/EC-EM-T150",{"$f":"VLOOKUP(B41,'Wilo Price List'!B39:G44132,5,FALSE)","v":{"v":5013,"d":"£5,013"}},"PG06"]
[null,29993813,"ISAR MODH1-604/EC-EM-T150",{"$f":"VLOOKUP(B42,'Wilo Price List'!B40:G44133,5,FALSE)","v":{"v":5061,"d":"£5,061"}},"PG06"]
[null,29993814,"ISAR MODH1-605/EC-EM-T150",{"$f":"VLOOKUP(B43,'Wilo Price List'!B41:G44134,5,FALSE)","v":{"v":5213,"d":"£5,213"}},"PG06"]
[null,29993815,"ISAR MODH1-1002/EC-EM-T150",{"$f":"VLOOKUP(B44,'Wilo Price List'!B42:G44135,5,FALSE)","v":{"v":4972,"d":"£4,972"}},"PG06"]
[null,29993816,"ISAR MODH1-1003/EC-EM-T150",{"$f":"VLOOKUP(B45,'Wilo Price List'!B43:G44136,5,FALSE)","v":{"v":5189,"d":"£5,189"}},"PG06"]
[null,29993817,"ISAR MODH1-1004/EC-EM-T150",{"$f":"VLOOKUP(B46,'Wilo Price List'!B44:G44137,5,FALSE)","v":{"v":5222,"d":"£5,222"}},"PG06"]
[null,29993818,"ISAR MODH1-1005/EC-EM-T150",{"$f":"VLOOKUP(B47,'Wilo Price List'!B45:G44138,5,FALSE)","v":{"v":5418,"d":"£5,418"}},"PG06"]
[null,"T260"]
[null,29993820,"ISAR MODH1-2CH1-L-202/SCe-T260",{"$f":"VLOOKUP(B49,'Wilo Price List'!B47:G44140,5,FALSE)","v":{"v":13647,"d":"£13,647"}},"PG06"]
[null,29993821,"ISAR MODH1-2CH1-L-203/SCe-T260",{"$f":"VLOOKUP(B50,'Wilo Price List'!B48:G44141,5,FALSE)","v":{"v":13701,"d":"£13,701"}},"PG06"]
[null,29993822,"ISAR MODH1-2CH1-L-204/SCe-T260",{"$f":"VLOOKUP(B51,'Wilo Price List'!B49:G44142,5,FALSE)","v":{"v":13841,"d":"£13,841"}},"PG06"]
[null,29993823,"ISAR MODH1-2CH1-L-205/SCe-T260",{"$f":"VLOOKUP(B52,'Wilo Price List'!B50:G44143,5,FALSE)","v":{"v":13982,"d":"£13,982"}},"PG06"]
[null,29993824,"ISAR MODH1-2CH1-L-206/SCe-T260",{"$f":"VLOOKUP(B53,'Wilo Price List'!B51:G44144,5,FALSE)","v":{"v":14139,"d":"£14,139"}},"PG06"]
[null,29993825,"ISAR MODH1-2CH1-L-207/SCe-T260",{"$f":"VLOOKUP(B54,'Wilo Price List'!B52:G44145,5,FALSE)","v":{"v":14291,"d":"£14,291"}},"PG06"]
[null,29993826,"ISAR MODH1-2CH1-L-402/SCe-T260",{"$f":"VLOOKUP(B55,'Wilo Price List'!B53:G44146,5,FALSE)","v":{"v":13645,"d":"£13,645"}},"PG06"]
[null,29993827,"ISAR MODH1-2CH1-L-403/SCe-T260",{"$f":"VLOOKUP(B56,'Wilo Price List'!B54:G44147,5,FALSE)","v":{"v":13699,"d":"£13,699"}},"PG06"]
[null,29993828,"ISAR MODH1-2CH1-L-404/SCe-T260",{"$f":"VLOOKUP(B57,'Wilo Price List'!B55:G44148,5,FALSE)","v":{"v":13836,"d":"£13,836"}},"PG06"]
[null,29993829,"ISAR MODH1-2CH1-L-405/SCe-T260",{"$f":"VLOOKUP(B58,'Wilo Price List'!B56:G44149,5,FALSE)","v":{"v":14080,"d":"£14,080"}},"PG06"]
[null,29993830,"ISAR MODH1-2CH1-L-406/SCe-T260",{"$f":"VLOOKUP(B59,'Wilo Price List'!B57:G44150,5,FALSE)","v":{"v":14134,"d":"£14,134"}},"PG06"]
[null,29993831,"ISAR MODH1-2CH1-L-407/SCe-T260",{"$f":"VLOOKUP(B60,'Wilo Price List'!B58:G44151,5,FALSE)","v":{"v":14381,"d":"£14,381"}},"PG06"]
[null,29993832,"ISAR MODH1-2CH1-L-602/SCe-T260",{"$f":"VLOOKUP(B61,'Wilo Price List'!B59:G44152,5,FALSE)","v":{"v":14317,"d":"£14,317"}},"PG06"]
[null,29993833,"ISAR MODH1-2CH1-L-603/SCe-T260",{"$f":"VLOOKUP(B62,'Wilo Price List'!B60:G44153,5,FALSE)","v":{"v":14371,"d":"£14,371"}},"PG06"]
[null,29993834,"ISAR MODH1-2CH1-L-604/SCe-T260",{"$f":"VLOOKUP(B63,'Wilo Price List'!B61:G44154,5,FALSE)","v":{"v":14535,"d":"£14,535"}},"PG06"]
[null,29993835,"ISAR MODH1-2CH1-L-605/SCe-T260",{"$f":"VLOOKUP(B64,'Wilo Price List'!B62:G44155,5,FALSE)","v":{"v":14752,"d":"£14,752"}},"PG06"]
[null,29993836,"ISAR MODH1-2CH1-L-1002/SCe-T260",{"$f":"VLOOKUP(B65,'Wilo Price List'!B63:G44156,5,FALSE)","v":{"v":15409,"d":"£15,409"}},"PG06"]
[null,29993837,"ISAR MODH1-2CH1-L-1003/SCe-T260",{"$f":"VLOOKUP(B66,'Wilo Price List'!B64:G44157,5,FALSE)","v":{"v":15463,"d":"£15,463"}},"PG06"]
[null,29993838,"ISAR MODH1-2CH1-L-1004/SCe-T260",{"$f":"VLOOKUP(B67,'Wilo Price List'!B65:G44158,5,FALSE)","v":{"v":15627,"d":"£15,627"}},"PG06"]
[null,29993839,"ISAR MODH1-2CH1-L-1005/SCe-T260",{"$f":"VLOOKUP(B68,'Wilo Price List'!B66:G44159,5,FALSE)","v":{"v":15844,"d":"£15,844"}},"PG06"]

{"sheet":"Comfort-Pressurisation","index":23,"n_rows":17,"n_cols":9,"rows_kept":17,"merged":[[1,1,2,6],[1,8,2,9]]}
[]
[null,"Comfort Pressurisation",{"$nulls":6},"Home"]
[]
[]
[null,"Article No. \n(or variant)","Article description","Type \n(Pump / Accessory / Spare Part / Addon / Service)","Product range","List Price","Price group"]
[null,"Wall Mount"]
[null,2819501,"COMFORT P130-WM PRESSURISATION UNIT","1 Pump","Comfort-Pressurisation System",{"$f":"VLOOKUP(B7,'Wilo Price List'!B:H,5,FALSE)","v":{"v":1894,"d":"£1,894"}},"PG6"]
[null,2819502,"COMFORT P230-WM PRESSURISATION UNIT ","1 Pump","Comfort-Pressurisation System",{"$f":"VLOOKUP(B8,'Wilo Price List'!B:H,5,FALSE)","v":{"v":1969,"d":"£1,969"}},"PG6"]
[null,"Single Pump"]
[null,2819492,"COMFORT P135 PRESSURISATION UNIT ","1 Pump","Comfort-Pressurisation System",{"$f":"VLOOKUP(B10,'Wilo Price List'!B:H,5,FALSE)","v":{"v":2047,"d":"£2,047"}},"PG6"]
[null,2819493,"COMFORT P160 PRESSURISATION UNIT","1 Pump","Comfort-Pressurisation System",{"$f":"VLOOKUP(B11,'Wilo Price List'!B:H,5,FALSE)","v":{"v":2281,"d":"£2,281"}},"PG6"]
[null,"Twin Pump "]
[null,2819495,"COMFORT P235 PRESSURISATION UNIT","1 Pump","Comfort-Pressurisation System",{"$f":"VLOOKUP(B13,'Wilo Price List'!B:H,5,FALSE)","v":{"v":2342,"d":"£2,342"}},"PG6"]
[null,2819496,"COMFORT P260 PRESSURISATION UNIT","1 Pump","Comfort-Pressurisation System",{"$f":"VLOOKUP(B14,'Wilo Price List'!B:H,5,FALSE)","v":{"v":2812,"d":"£2,812"}},"PG6"]
[null,"Twin System"]
[null,2819498,"COMFORT P135-TS PRESSURISATION UNIT","1 Pump","Comfort-Pressurisation System",{"$f":"VLOOKUP(B16,'Wilo Price List'!B:H,5,FALSE)","v":{"v":2618,"d":"£2,618"}},"PG6"]
[null,2819499,"COMFORT P160-TS PRESSURISATION UNIT ","1 Pump","Comfort-Pressurisation System",{"$f":"VLOOKUP(B17,'Wilo Price List'!B:H,5,FALSE)","v":{"v":3115,"d":"£3,115"}},"PG6"]

{"sheet":"Vessel","index":24,"n_rows":42,"n_cols":9,"rows_kept":42,"merged":[[1,1,2,6],[1,8,2,9]]}
[]
[null,"Vessels",{"$nulls":6},"Home"]
[]
[]
[null,"Article No. \n(or variant)","Article description","Type \n(Pump / Accessory / Spare Part / Addon / Service)","Product range","List Price","Price group"]
[null,"Wilo Pro Heating Vessel"]
[null,29990913,"Wilo Pro 8L Heating Vessel","Accessory","Wilo Pro Pressurisation Vessel",{"$f":"VLOOKUP(B7,'Wilo Price List'!B:H,5,FALSE)","v":{"v":115,"d":"£115"}},"PG6"]
[null,29990914,"Wilo Pro 12L Heating Vessel ","Accessory","Wilo Pro Pressurisation Vessel",{"$f":"VLOOKUP(B8,'Wilo Price List'!B:H,5,FALSE)","v":{"v":130,"d":"£130"}},"PG6"]
[null,29990915,"Wilo Pro 18L Heating Vessel","Accessory","Wilo Pro Pressurisation Vessel",{"$f":"VLOOKUP(B9,'Wilo Price List'!B:H,5,FALSE)","v":{"v":130,"d":"£130"}},"PG6"]
[null,29990916,"Wilo Pro 25L Heating Vessel ","Accessory","Wilo Pro Pressurisation Vessel",{"$f":"VLOOKUP(B10,'Wilo Price List'!B:H,5,FALSE)","v":{"v":150,"d":"£150"}},"PG6"]
[null,29990917,"Wilo Pro 50L & Base Heating Vessel ","Accessory","Wilo Pro Pressurisation Vessel",{"$f":"VLOOKUP(B11,'Wilo Price List'!B:H,5,FALSE)","v":{"v":240,"d":"£240"}},"PG6"]
[null,29990918,"Wilo Pro 105L Heating Vessel ","Accessory","Wilo Pro Pressurisation Vessel",{"$f":"VLOOKUP(B12,'Wilo Price List'!B:H,5,FALSE)","v":{"v":380,"d":"£380"}},"PG6"]
[null,29990919,"Wilo Pro 200L Heating Vessel","Accessory","Wilo Pro Pressurisation Vessel",{"$f":"VLOOKUP(B13,'Wilo Price List'!B:H,5,FALSE)","v":{"v":670,"d":"£670"}},"PG6"]
[null,29990920,"Wilo Pro 300L Heating Vessel ","Accessory","Wilo Pro Pressurisation Vessel",{"$f":"VLOOKUP(B14,'Wilo Price List'!B:H,5,FALSE)","v":{"v":950,"d":"£950"}},"PG6"]
[null,29991001,"Wilo Pro 400L Heating Vessel","Accessory","Wilo Pro Pressurisation Vessel",{"$f":"VLOOKUP(B15,'Wilo Price List'!B:H,5,FALSE)","v":{"v":1640,"d":"£1,640"}},"PG6"]
[null,29990921,"Wilo Pro 500L Heating Vessel","Accessory","Wilo Pro Pressurisation Vessel",{"$f":"VLOOKUP(B16,'Wilo Price List'!B:H,5,FALSE)","v":{"v":1690,"d":"£1,690"}},"PG6"]
[null,29990922,"Wilo Pro 600L Heating Vessel ","Accessory","Wilo Pro Pressurisation Vessel",{"$f":"VLOOKUP(B17,'Wilo Price List'!B:H,5,FALSE)","v":{"v":2100,"d":"£2,100"}},"PG6"]
[null,29990923,"Wilo Pro 700L Heating Vessel","Accessory","Wilo Pro Pressurisation Vessel",{"$f":"VLOOKUP(B18,'Wilo Price List'!B:H,5,FALSE)","v":{"v":3300,"d":"£3,300"}},"PG6"]
[null,29991002,"Wilo Pro 800L Heating Vessel","Accessory","Wilo Pro Pressurisation Vessel",{"$f":"VLOOKUP(B19,'Wilo Price List'!B:H,5,FALSE)","v":{"v":3600,"d":"£3,600"}},"PG6"]
[null,29990753,"Wilo Pro 900L Heating Vessel  ","Accessory","Wilo Pro Pressurisation Vessel",{"$f":"VLOOKUP(B20,'Wilo Price List'!B:H,5,FALSE)","v":{"v":3650,"d":"£3,650"}},"PG6"]
[null,"Wilo Ultra Pro Vessel"]
[null,29991906,"12L ULTRA PRO VERTICAL VESSEL ","Accessory","Ultra Pro_Expansion Vessel",{"$f":"VLOOKUP(B22,'Wilo Price List'!B:H,5,FALSE)","v":{"v":102,"d":"£102"}},"PG6"]
[null,29991907,"18L ULTRA PRO VERTICAL VESSEL ","Accessory","Ultra Pro_Expansion Vessel",{"$f":"VLOOKUP(B23,'Wilo Price List'!B:H,5,FALSE)","v":{"v":115,"d":"£115"}},"PG6"]
[null,29991912,"24L ULTRA PRO VERTICAL VESSEL ","Accessory","Ultra Pro_Expansion Vessel",{"$f":"VLOOKUP(B24,'Wilo Price List'!B:H,5,FALSE)","v":{"v":120,"d":"£120"}},"PG6"]
[null,29991006,"60L ULTRA PRO VERTICAL VESSEL","Accessory","Ultra Pro_Expansion Vessel",{"$f":"VLOOKUP(B25,'Wilo Price List'!B:H,5,FALSE)","v":{"v":530,"d":"£530"}},"PG6"]
[null,29991007,"100L ULTRA PRO VERTICAL VESSEL","Accessory","Ultra Pro_Expansion Vessel",{"$f":"VLOOKUP(B26,'Wilo Price List'!B:H,5,FALSE)","v":{"v":490,"d":"£490"}},"PG6"]
[null,29991008,"200L ULTRA PRO VERTICAL VESSEL","Accessory","Ultra Pro_Expansion Vessel",{"$f":"VLOOKUP(B27,'Wilo Price List'!B:H,5,FALSE)","v":{"v":980,"d":"£980"}},"PG6"]
[null,29991009,"300L ULTRA PRO VERTICAL VESSEL","Accessory","Ultra Pro_Expansion Vessel",{"$f":"VLOOKUP(B28,'Wilo Price List'!B:H,5,FALSE)","v":{"v":1300,"d":"£1,300"}},"PG6"]
[null,29991010,"500L ULTRA PRO VERTICAL VESSEL","Accessory","Ultra Pro_Expansion Vessel",{"$f":"VLOOKUP(B29,'Wilo Price List'!B:H,5,FALSE)","v":{"v":2000,"d":"£2,000"}},"PG6"]
[null,29991011,"750L ULTRA PRO VERTICAL VESSEL","Accessory","Ultra Pro_Expansion Vessel",{"$f":"VLOOKUP(B30,'Wilo Price List'!B:H,5,FALSE)","v":{"v":2880,"d":"£2,880"}},"PG6"]
[null,29991012,"1000L ULTRA PRO VERTICAL VESSEL","Accessory","Ultra Pro_Expansion Vessel",{"$f":"VLOOKUP(B31,'Wilo Price List'!B:H,5,FALSE)","v":{"v":4890,"d":"£4,890"}},"PG6"]
[]
[null,29991013,"100L ULTRA PRO VERTICAL VESSEL 16BAR","Accessory","Ultra Pro_Expansion Vessel",{"$f":"VLOOKUP(B33,'Wilo Price List'!B:H,5,FALSE)","v":{"v":1660,"d":"£1,660"}},"PG6"]
[null,29991014,"200L  ULTRA PRO VERTICAL VESSEL 16BAR","Accessory","Ultra Pro_Expansion Vessel",{"$f":"VLOOKUP(B34,'Wilo Price List'!B:H,5,FALSE)","v":{"v":2000,"d":"£2,000"}},"PG6"]
[null,29991015,"300L  ULTRA PRO VERTICAL VESSEL 16BAR","Accessory","Ultra Pro_Expansion Vessel",{"$f":"VLOOKUP(B35,'Wilo Price List'!B:H,5,FALSE)","v":{"v":2400,"d":"£2,400"}},"PG6"]
[]
[null,29991913,"24L ULTRA PRO HORIZONTAL VESSEL","Accessory","Ultra Pro_Expansion Vessel",{"$f":"VLOOKUP(B37,'Wilo Price List'!B:H,5,FALSE)","v":{"v":130,"d":"£130"}},"PG6"]
[null,29991914,"60L ULTRA PRO HORIZONTAL VESSEL ","Accessory","Ultra Pro_Expansion Vessel",{"$f":"VLOOKUP(B38,'Wilo Price List'!B:H,5,FALSE)","v":{"v":630,"d":"£630"}},"PG6"]
[null,29991915,"80L ULTRA PRO HORIZONTAL VESSEL","Accessory","Ultra Pro_Expansion Vessel",{"$f":"VLOOKUP(B39,'Wilo Price List'!B:H,5,FALSE)","v":{"v":620,"d":"£620"}},"PG6"]
[null,29991916,"100L ULTRA PRO HORIZONTAL VESSEL ","Accessory","Ultra Pro_Expansion Vessel",{"$f":"VLOOKUP(B40,'Wilo Price List'!B:H,5,FALSE)","v":{"v":750,"d":"£750"}},"PG6"]
[null,29991917,"200L ULTRA PRO HORIZTONAL VESSEL ","Accessory","Ultra Pro_Expansion Vessel",{"$f":"VLOOKUP(B41,'Wilo Price List'!B:H,5,FALSE)","v":{"v":1250,"d":"£1,250"}},"PG6"]
[null,29991005,"300L ULTRA PRO HORIZONTAL VESSEL","Accessory","Ultra Pro_Expansion Vessel",{"$f":"VLOOKUP(B42,'Wilo Price List'!B:H,5,FALSE)","v":{"v":1700,"d":"£1,700"}},"PG6"]

{"sheet":"Wilo Price List","index":25,"n_rows":46125,"n_cols":9,"rows_kept":4500,"cut":true,"merged":[[2,1,2,2],[3,1,3,2]],"bounds":{"rows_first":2000,"rows_last":500,"rows_between":2000,"halvings":0}}
[null,"Home"]
[]
[null,"Customer Price List  2024"]
[null,"Validity Status: 01.01.2024"]
[null,"THIS PRICE LIST IS CORRECT AT TIME OF PRINT AND SUBJECT TO CHANGE",{"$nulls":6},"Home"]
[null,"Article No. \n(or variant)","Article description","Type \n(Pump / Accessory / Spare Part / Addon / Service)","Product range","2024 List Price £","Price group","GTIN-code"]
[null,4028111,"STAR-Z20/1","1 Pump","Star-Z",386,"PG01",4016322364214]
[null,4232172,"STAR-Z20/1(15-130)","1 Pump","Star-Z",373,"PG01","4048482895918"]
[null,4232178,"STAR-Z20/1-3(15-130)","1 Pump","Star-Z",387,"PG01","4048482895604"]
[null,4232196,"STAR-Z20/2-3(15-130)","1 Pump","Star-Z",411,"PG01","4048482896113"]
[null,4081193,"STAR-Z20/4-3(150mm)","1 Pump","Star-Z",411,"PG01",4016322698043]
[null,4081198,"STAR-Z20/5-3(150mm)","1 Pump","Star-Z",439,"PG01",4016322698050]
[null,4232265,"STAR-Z20/5-3(158)","1 Pump","Star-Z",439,"PG01","4048482897233"]
[null,4081203,"STAR-Z20/7-3(150mm)","1 Pump","Star-Z",483,"PG01",4016322698067]
[null,4029062,"STAR-Z25/2-EM","1 Pump","Star-Z",633,"PG01",4016322364221]
[null,4047573,"STAR-Z25/6","1 Pump","Star-Z",885,"PG01",4016322431244]
[null,4035477,"SB5Y 1PH ","2 Pump","SB",513,"PG02"]
[null,4035479,"SB30 230V 1PH","3 Pump","SB",520,"PG02"]
[null,4035481,"SB30G 230V 1PH ","4 Pump","SB",591,"PG02"]
[null,4132760,"Star-Z NOVA (ROW)","1 Pump","Star-Z NOVA",330,"PG01",4048482094151]
[null,4132761,"Star-Z NOVA A (ROW)","1 Pump","Star-Z NOVA",439,"PG01",4048482094168]
[null,4198220,"Star-Z NOVA A-SmartHome","1 Pump","Star-Z NOVA",544,"PG01",4048482578149]
[null,4132762,"Star-Z NOVA C (ROW)","1 Pump","Star-Z NOVA",510,"PG01",4048482094175]
[null,4222650,"Star-Z NOVA T (ROW)","1 Pump","Star-Z NOVA T",448,"PG01",4048482853406]
[null,4111288,"STAR-ZD25/6-3","1 Pump","Star-ZD",659,"PG01",4016322985976]
[null,4244390,"Stratos PICO 15/0,5-4","1 Pump","Stratos PICO",403,"PG01",4062679126036]
[null,4244391,"Stratos PICO 15/0,5-6","1 Pump","Stratos PICO",410,"PG01",4062679126043]
[null,4244392,"Stratos PICO 15/0,5-8","1 Pump","Stratos PICO",430,"PG01"]
[null,4244393,"Stratos PICO 25/0,5-4","1 Pump","Stratos PICO",422,"PG01",4062679126067]
[null,4244394,"Stratos PICO 25/0,5-4-130","1 Pump","Stratos PICO",280,"PG01",4062679126074]
[null,4244395,"Stratos PICO 25/0,5-6-180","1 Pump","Stratos PICO",425,"PG01",4062679126159]
[null,4244396,"Stratos PICO 25/0,5-6-130","1 Pump","Stratos PICO",295,"PG01",4062679126081]
[null,4244397,"Stratos PICO 25/0,5-8-180","1 Pump","Stratos PICO",455,"PG01"]
[null,4244398,"Stratos PICO 25/0,5-8-130","1 Pump","Stratos PICO",325,"PG01",4062679126111]
[null,4244399,"Stratos PICO 30/0,5-4-180","1 Pump","Stratos PICO",435,"PG01",4062679126166]
[null,4244400,"Stratos PICO 30/0,5-6-180","1 Pump","Stratos PICO",440,"PG01",4062679126128]
[null,4244401,"Stratos PICO 30/0,5-8-180","1 Pump","Stratos PICO",480,"PG01"]
[null,4244402,"Stratos PICO 25/0,5-6-180-N","1 Pump","Stratos PICO",556,"PG01",4062679126142]
[null,4244403,"Stratos PICO 25/0,5-4-BT","1 Pump","Stratos PICO",627,"PG01"]
[null,4244404,"Stratos PICO 25/0,5-6-BT","1 Pump","Stratos PICO",647,"PG01"]
[null,4239241,"Stratos PICO Smart Connect BT Module","1 Pump","Stratos PICO",165,"PG01",4062679130750]
[null,4216470,"Stratos-PICO-Z-20/1-4","1 Pump","Stratos PICO-Z",675,"PG01",4048482407081]
[null,4216471,"Stratos-PICO-Z-20/1-6","1 Pump","Stratos PICO-Z",729,"PG01",4048482407098]
[null,4216472,"Stratos-PICO-Z-25/1-4","1 Pump","Stratos PICO-Z",675,"PG01",4048482407210]
[null,4216473,"Stratos-PICO-Z-25/1-6","1 Pump","Stratos PICO-Z",729,"PG01",4048482407227]
[null,4215540,"Varios PICO-STG 15/1-7","1 Pump","Varios PICO",732,"PG01",4048482765594]
[null,4215542,"Varios PICO-STG 25/1-7","1 Pump","Varios PICO",670,"PG01",4048482792156]
[null,4215541,"Varios PICO-STG 25/1-7-130","1 Pump","Varios PICO",675,"PG01",4048482792149]
[null,4232747,"Varios PICO-STG 15/1-13-130","1 Pump","Varios PICO-STG",731,"PG01","4048482943961"]
[null,4232746,"Varios PICO-STG 15/1-13-180","1 Pump","Varios PICO-STG",791,"PG01","4048482946139"]
[null,4232742,"Varios PICO-STG 15/1-8-130","1 Pump","Varios PICO-STG",667,"PG01","4048482946122"]
[null,4232744,"Varios PICO-STG 25/1-8-130","1 Pump","Varios PICO-STG",702,"PG01","4048482943916"]
[null,4232743,"Varios PICO-STG 25/1-8-180","1 Pump","Varios PICO-STG",733,"PG01","4048482943688"]
[null,4232745,"Varios PICO-STG 30/1-8-180","1 Pump","Varios PICO-STG",849,"PG01","4048482943923"]
[null,4215511,"YONOS PICO 15/1-4-(ROW)","1 Pump","Yonos PICO",155,"PG01",4048482758435]
[null,4215512,"YONOS PICO 15/1-6-(ROW)","1 Pump","Yonos PICO",157,"PG01",4048482758442]
[null,4215513,"YONOS PICO 25/1-4-(ROW)","1 Pump","Yonos PICO",371,"PG01"]
[null,4215514,"YONOS PICO 25/1-4-130-(ROW)","1 Pump","Yonos PICO",517,"PG01"]
[null,4215522,"YONOS PICO 25/1-5-130-(ROW)","1 Pump","Yonos PICO",180,"PG01",4048482758541]
[null,4215515,"YONOS PICO 25/1-6-(ROW)","1 Pump","Yonos PICO",272,"PG01",4048482758473]
[null,4215516,"YONOS PICO 25/1-6-130-(ROW)","1 Pump","Yonos PICO",195,"PG01",4048482758480]
[null,4215517,"YONOS PICO 25/1-8-(ROW)","1 Pump","Yonos PICO",242,"PG01"]
[null,4215518,"YONOS PICO 25/1-8-130-(ROW)","1 Pump","Yonos PICO",224,"PG01",4048482758503]
[null,4215519,"YONOS PICO 30/1-4-(ROW)","1 Pump","Yonos PICO",444,"PG01",4048482758510]
[null,4215520,"YONOS PICO 30/1-6-(ROW)","1 Pump","Yonos PICO",511,"PG01",4048482758527]
[null,4215521,"YONOS PICO 30/1-8-(ROW)","1 Pump","Yonos PICO",579,"PG01",4048482758534]
[null,4224817,"YONOS PICO 40/1-8 (ROW)","1 Pump","Yonos PICO",765,"PG01","4048482848396"]
[null,4230948,"Yonos PICO-D 30/1-6  ","1 Pump","Yonos PICO",{"v":1174,"d":"1,174"},"PG01","4048482902357"]
[null,4230949,"Yonos PICO-D 30/1-8","1 Pump","Yonos PICO",{"v":1376,"d":"1,376"},"PG01","4048482902364"]
[null,2045520,"TOP-Z20/4 DM PN6/10","1 Pump","TOP-Z",742,"PG02",4016322652779]
[null,2045519,"TOP-Z20/4 EM PN6/10","1 Pump","TOP-Z",679,"PG02",4016322652762]
[null,2175509,"TOP-Z25/10 DM PN6/10","1 Pump","TOP-Z",{"v":1099,"d":"1,099"},"PG02",4048482742632]
[null,2061964,"TOP-Z25/10 EM PN6/10","1 Pump","TOP-Z",{"v":1012,"d":"1,012"},"PG02",4016322891987]
[null,2045522,"TOP-Z25/6 DM PN6/10","1 Pump","TOP-Z",805,"PG02",4016322652793]
[null,2045521,"TOP-Z25/6 EM PN6/10","1 Pump","TOP-Z",720,"PG02",4016322652786]
[null,2175512,"TOP-Z30/10 DM PN6/10 RG","1 Pump","TOP-Z",{"v":1147,"d":"1,147"},"PG02",4048482742663]
[null,2059857,"TOP-Z30/10 EM PN6/10 RG","1 Pump","TOP-Z",{"v":1292,"d":"1,292"},"PG02",4016322864295]
[null,2048341,"TOP-Z30/7 DM PN6/10 RG","1 Pump","TOP-Z",{"v":1106,"d":"1,106"},"PG02",4016322709640]
[null,2048340,"TOP-Z30/7 EM PN6/10 RG","1 Pump","TOP-Z",{"v":1182,"d":"1,182"},"PG02",4016322709633]
[null,2175515,"TOP-Z40/7 DM PN6/10 GG","1 Pump","TOP-Z",{"v":2441,"d":"2,441"},"PG02",4048482742694]
[null,2175516,"TOP-Z40/7 DM PN6/10 RG","1 Pump","TOP-Z",{"v":2058,"d":"2,058"},"PG02",4048482742700]
[null,2046637,"TOP-Z40/7 EM PN6/10 RG","1 Pump","TOP-Z",{"v":2183,"d":"2,183"},"PG02",4016322685487]
[null,2175521,"TOP-Z50/7 DM PN6/10 GG","1 Pump","TOP-Z",{"v":3202,"d":"3,202"},"PG02",4048482742755]
[null,2175522,"TOP-Z50/7 DM PN6/10 RG","1 Pump","TOP-Z",{"v":3618,"d":"3,618"},"PG02",4048482742762]
[null,2175527,"TOP-Z65/10 DM PN6/10 GG","1 Pump","TOP-Z",{"v":5485,"d":"5,485"},"PG02",4048482742816]
[null,2175528,"TOP-Z65/10 DM PN6/10 RG","1 Pump","TOP-Z",{"v":4247,"d":"4,247"},"PG02",4048482742823]
[null,2175533,"TOP-Z80/10 DM PN10 GG","1 Pump","TOP-Z",{"v":6978,"d":"6,978"},"PG02",4048482742878]
[null,2175534,"TOP-Z80/10 DM PN10 RG","1 Pump","TOP-Z",{"v":5937,"d":"5,937"},"PG02",4048482742885]
[null,2175531,"TOP-Z80/10 DM PN6 GG","1 Pump","TOP-Z",{"v":6647,"d":"6,647"},"PG02",4048482742854]
[null,2175532,"TOP-Z80/10 DM PN6 RG","1 Pump","TOP-Z",{"v":5400,"d":"5,400"},"PG02",4048482742861]
[null,2175510,"TOP-Z25/10 DM PN16","1 Pump","TOP-Z PN16",{"v":2400,"d":"2,400"},"PG02",4048482742649]
[null,2086131,"TOP-Z25/10 EM PN16","1 Pump","TOP-Z PN16",{"v":2614,"d":"2,614"},"PG02",4016322932741]
[null,2175513,"TOP-Z30/10 DM PN16 RG","1 Pump","TOP-Z PN16",{"v":2550,"d":"2,550"},"PG02",4048482742670]
[null,2115863,"TOP-Z30/10 EM PN16 RG","1 Pump","TOP-Z PN16",{"v":2773,"d":"2,773"},"PG02",4048482161020]
[null,2175517,"TOP-Z40/7 DM PN16 GG","1 Pump","TOP-Z PN16",{"v":2586,"d":"2,586"},"PG02",4048482742717]
[null,2175518,"TOP-Z40/7 DM PN16 RG","1 Pump","TOP-Z PN16",{"v":4179,"d":"4,179"},"PG02",4048482742724]
[null,2071094,"TOP-Z40/7 EM PN16 GG","1 Pump","TOP-Z PN16",{"v":2846,"d":"2,846"},"PG02",4016322469254]
[null,2070569,"TOP-Z40/7 EM PN16 RG","1 Pump","TOP-Z PN16",{"v":4502,"d":"4,502"},"PG02",4016322380719]
[null,2175523,"TOP-Z50/7 DM PN16 GG","1 Pump","TOP-Z PN16",{"v":3364,"d":"3,364"},"PG02",4048482742779]
[null,2175524,"TOP-Z50/7 DM PN16 RG","1 Pump","TOP-Z PN16",{"v":5041,"d":"5,041"},"PG02",4048482742786]
[null,2175529,"TOP-Z65/10 DM PN16 GG","1 Pump","TOP-Z PN16",{"v":5188,"d":"5,188"},"PG02",4048482742830]
[null,2175530,"TOP-Z65/10 DM PN16 RG","1 Pump","TOP-Z PN16",{"v":6951,"d":"6,951"},"PG02",4048482742847]
[null,2175535,"TOP-Z80/10 DM PN16 GG","1 Pump","TOP-Z PN16",{"v":6394,"d":"6,394"},"PG02",4048482742892]
[null,2175536,"TOP-Z80/10 DM PN16 RG","1 Pump","TOP-Z PN16",{"v":8243,"d":"8,243"},"PG02",4048482742908]
[null,2150700,"Yonos ECO 25/1-5 BMS","1 Pump","Yonos ECO...-BMS",940,"PG02",4048482453507]
[null,2150701,"Yonos ECO 30/1-5 BMS","1 Pump","Yonos ECO...-BMS",968,"PG02",4048482453712]
[null,2120661,"Yonos MAXO 100/0,5-12 PN10","1 Pump","Yonos MAXO",{"v":3337,"d":"3,337"},"PG02",4048482407982]
[null,2120660,"Yonos MAXO 100/0,5-12 PN6","1 Pump","Yonos MAXO",{"v":3005,"d":"3,005"},"PG02",4048482407975]
[null,2120640,"Yonos MAXO 25/0,5-10 PN10","1 Pump","Yonos MAXO",876,"PG02",4048482235875]
[null,2120641,"Yonos MAXO 25/0,5-12 PN10","1 Pump","Yonos MAXO",988,"PG02",4048482235882]
[null,2120639,"Yonos MAXO 25/0,5-7 PN10","1 Pump","Yonos MAXO",650,"PG02",4048482235868]
[null,2120643,"Yonos MAXO 30/0,5-10 PN10","1 Pump","Yonos MAXO",998,"PG02",4048482235905]
[null,2120644,"Yonos MAXO 30/0,5-12 PN10","1 Pump","Yonos MAXO",{"v":1294,"d":"1,294"},"PG02",4048482235912]
[null,2120642,"Yonos MAXO 30/0,5-7 PN10","1 Pump","Yonos MAXO",720,"PG02",4048482235899]
[null,2210113,"Yonos MAXO 32/0,5-10 PN6/10","1 Pump","Yonos MAXO",{"v":1197,"d":"1,197"},"PG02",4062679000701]
[null,2210114,"Yonos MAXO 32/0,5-11 PN6/10","1 Pump","Yonos MAXO",{"v":1479,"d":"1,479"},"PG02",4062679000718]
[null,2120647,"Yonos MAXO 40/0,5-12 PN6/10","1 Pump","Yonos MAXO",{"v":1537,"d":"1,537"},"PG02",4048482235943]
[null,2120648,"Yonos MAXO 40/0,5-16 PN6/10","1 Pump","Yonos MAXO",{"v":2757,"d":"2,757"},"PG02",4048482407593]
[null,2120645,"Yonos MAXO 40/0,5-4 PN6/10","1 Pump","Yonos MAXO",{"v":1017,"d":"1,017"},"PG02",4048482235929]
[null,2120646,"Yonos MAXO 40/0,5-8 PN6/10","1 Pump","Yonos MAXO",{"v":1205,"d":"1,205"},"PG02",4048482235936]
[null,2120651,"Yonos MAXO 50/0,5-12 PN6/10","1 Pump","Yonos MAXO",{"v":2070,"d":"2,070"},"PG02",4048482235974]
[null,2120652,"Yonos MAXO 50/0,5-16 PN6/10","1 Pump","Yonos MAXO",{"v":2878,"d":"2,878"},"PG02",4048482407609]
[null,2120649,"Yonos MAXO 50/0,5-8 PN6/10","1 Pump","Yonos MAXO",{"v":1852,"d":"1,852"},"PG02",4048482235950]
[null,2120650,"Yonos MAXO 50/0,5-9 PN6/10","1 Pump","Yonos MAXO",{"v":1961,"d":"1,961"},"PG02",4048482235967]
[null,2120654,"Yonos MAXO 65/0,5-12 PN6/10","1 Pump","Yonos MAXO",{"v":2780,"d":"2,780"},"PG02",4048482407913]
[null,2120655,"Yonos MAXO 65/0,5-16 PN6/10","1 Pump","Yonos MAXO",{"v":2991,"d":"2,991"},"PG02",4048482407920]
[null,2120653,"Yonos MAXO 65/0,5-9 PN6/10","1 Pump","Yonos MAXO",{"v":2231,"d":"2,231"},"PG02",4048482235981]
[null,2120659,"Yonos MAXO 80/0,5-12 PN10","1 Pump","Yonos MAXO",{"v":3631,"d":"3,631"},"PG02",4048482407968]
[null,2120658,"Yonos MAXO 80/0,5-12 PN6","1 Pump","Yonos MAXO",{"v":3270,"d":"3,270"},"PG02",4048482407951]
[null,2120657,"Yonos MAXO 80/0,5-6 PN10","1 Pump","Yonos MAXO",{"v":3494,"d":"3,494"},"PG02",4048482407944]
[null,2120656,"Yonos MAXO 80/0,5-6 PN6","1 Pump","Yonos MAXO",{"v":3154,"d":"3,154"},"PG02",4048482407937]
[null,2120663,"Yonos MAXO-D 32/0,5-11 PN6/10","1 Pump","Yonos MAXO-D",{"v":2265,"d":"2,265"},"PG02",4048482274881]
[null,2160585,"Yonos MAXO-D 32/0,5-7 PN6/10","1 Pump","Yonos MAXO-D",{"v":1887,"d":"1,887"},"PG02",4048482577913]
[null,2120665,"Yonos MAXO-D 40/0,5-12 PN6/10","1 Pump","Yonos MAXO-D",{"v":3199,"d":"3,199"},"PG02",4048482274904]
[null,2120666,"Yonos MAXO-D 40/0,5-16 PN6/10","1 Pump","Yonos MAXO-D",{"v":5456,"d":"5,456"},"PG02",4048482407999]
[null,2120664,"Yonos MAXO-D 40/0,5-8 PN6/10","1 Pump","Yonos MAXO-D",{"v":2364,"d":"2,364"},"PG02",4048482274898]
[null,2120668,"Yonos MAXO-D 50/0,5-12 PN6/10","1 Pump","Yonos MAXO-D",{"v":4322,"d":"4,322"},"PG02",4048482274928]
[null,2120669,"Yonos MAXO-D 50/0,5-16 PN6/10","1 Pump","Yonos MAXO-D",{"v":5754,"d":"5,754"},"PG02",4048482408002]
[null,2120667,"Yonos MAXO-D 50/0,5-9 PN6/10","1 Pump","Yonos MAXO-D",{"v":3625,"d":"3,625"},"PG02",4048482274911]
[null,2120670,"Yonos MAXO-D 65/0,5-12 PN6/10","1 Pump","Yonos MAXO-D",{"v":5529,"d":"5,529"},"PG02",4048482496597]
[null,2120671,"Yonos MAXO-D 65/0,5-16 PN6/10","1 Pump","Yonos MAXO-D",{"v":5982,"d":"5,982"},"PG02",4048482408019]
[null,2120673,"Yonos MAXO-D 80/0,5-12 PN10","1 Pump","Yonos MAXO-D",{"v":6862,"d":"6,862"},"PG02",4048482408033]
[null,2120672,"Yonos MAXO-D 80/0,5-12 PN6","1 Pump","Yonos MAXO-D",{"v":6176,"d":"6,176"},"PG02",4048482408026]
[null,2163261,"Yonos MAXO-D 80/0,5-6 PN10","1 Pump","Yonos MAXO-D",{"v":6633,"d":"6,633"},"PG02",4048482617305]
[null,2163260,"Yonos MAXO-D 80/0,5-6 PN6","1 Pump","Yonos MAXO-D",{"v":5972,"d":"5,972"},"PG02",4048482617299]
[null,2175539,"Yonos MAXO-Z 25/0,5-10 PN10","1 Pump","Yonos MAXO-Z",{"v":1610,"d":"1,610"},"PG02",4048482739915]
[null,2175538,"Yonos MAXO-Z 25/0,5-7 PN10","1 Pump","Yonos MAXO-Z",{"v":1209,"d":"1,209"},"PG02",4048482739908]
[null,2175541,"Yonos MAXO-Z 30/0,5-12 PN10","1 Pump","Yonos MAXO-Z",{"v":1940,"d":"1,940"},"PG02",4048482739854]
[null,2175540,"Yonos MAXO-Z 30/0,5-7 PN10","1 Pump","Yonos MAXO-Z",{"v":1362,"d":"1,362"},"PG02",4048482739847]
[null,2175543,"Yonos MAXO-Z 40/0,5-12 PN6/10","1 Pump","Yonos MAXO-Z",{"v":2765,"d":"2,765"},"PG02",4048482739830]
[null,2175542,"Yonos MAXO-Z 40/0,5-8 PN6/10","1 Pump","Yonos MAXO-Z",{"v":2600,"d":"2,600"},"PG02",4048482739823]
[null,2175544,"Yonos MAXO-Z 50/0,5-9 PN6/10","1 Pump","Yonos MAXO-Z",{"v":3383,"d":"3,383"},"PG02",4048482739816]
[null,2175545,"Yonos MAXO-Z 65/0,5-12 PN6/10","1 Pump","Yonos MAXO-Z",{"v":6977,"d":"6,977"},"PG02",4048482738512]
[null,2115469,"TOP-Z 20/4 DM RMOT.","2 Accessory","Rmot Top-Z",679,"PG02",4048482153353]
[null,2115468,"TOP-Z 20/4 EM RMOT.","2 Accessory","Rmot Top-Z",744,"PG02",4048482153346]
[null,2048351,"TOP-Z/ZV30/7 DM RMOT.","2 Accessory","Rmot Top-Z",{"v":1105,"d":"1,105"},"PG02",4016322709749]
[null,2176070,"TOP-Z/ZV65/10 DM RMOT. (from 03/2017)","2 Accessory","Rmot Top-Z",{"v":4247,"d":"4,247"},"PG02",4048482742960]
[null,2087599,"TOP-Z25/10 DM PN6/10 RMOT.","2 Accessory","Rmot Top-Z",{"v":1098,"d":"1,098"},"PG02",4016322948445]
[null,2175537,"TOP-Z25/10 DM PN6/10 RMOT. (from 03/2017)","2 Accessory","Rmot Top-Z",{"v":1098,"d":"1,098"},"PG02",4048482742915]
[null,2087600,"TOP-Z25/10 EM PN6/10 RMOT.","2 Accessory","Rmot Top-Z",{"v":1012,"d":"1,012"},"PG02",4016322948483]
[null,2122051,"TOP-Z25/6 DM RMOT.","2 Accessory","Rmot Top-Z",804,"PG02",4048482229171]
[null,2064235,"TOP-Z25/6 EM RMOT.","2 Accessory","Rmot Top-Z",720,"PG02",4016322854524]
[null,2109226,"TOP-Z30/10 DM PN6/10 RMOT.","2 Accessory","Rmot Top-Z",{"v":1146,"d":"1,146"},"PG02",4048482111414]
[null,2176066,"TOP-Z30/10 DM PN6/10 RMOT. (from 03/2017)","2 Accessory","Rmot Top-Z",{"v":1147,"d":"1,147"},"PG02",4048482742922]
[null,2090117,"TOP-Z30/10 EM PN6/10 RMOT.","2 Accessory","Rmot Top-Z",{"v":1293,"d":"1,293"},"PG02",4016322984610]
[null,2176067,"TOP-Z40/7 DM GG/RG RMOT. (from 03/2017)","2 Accessory","Rmot Top-Z",{"v":2057,"d":"2,057"},"PG02",4048482742939]
[null,2046683,"TOP-Z40/7 EM GG/RG RMOT.","2 Accessory","Rmot Top-Z",{"v":2183,"d":"2,183"},"PG02",4016322696162]
[null,2046687,"TOP-Z50/7 DM GG/RG RMOT.","2 Accessory","Rmot Top-Z",{"v":3620,"d":"3,620"},"PG02",4016322685593]
[null,2176069,"TOP-Z50/7 DM GG/RG RMOT. (from 03/2017)","2 Accessory","Rmot Top-Z",{"v":3202,"d":"3,202"},"PG02",4048482742953]
[null,2176071,"TOP-Z80/10 DM GG/RG RMOT. (from 03/2017)","2 Accessory","Rmot Top-Z",{"v":5938,"d":"5,938"},"PG02",4048482742977]
[null,2176068,"TOP-ZV50/6 DM RMOT. (from 03/2017)","2 Accessory","Rmot Top-Z",{"v":2404,"d":"2,404"},"PG02",4048482742946]
[null,2146244,"Yonos MAXO /-D 40/0,5-16 RMOT.","2 Accessory","Rmot Yonos MAXO/-D",{"v":2757,"d":"2,757"},"PG02",4048482418230]
[null,2146242,"Yonos MAXO /-D 40/0,5-8 RMOT.","2 Accessory","Rmot Yonos MAXO/-D",{"v":1205,"d":"1,205"},"PG02",4048482416694]
[null,2146248,"Yonos MAXO /-D 50/0,5-16 RMOT.","2 Accessory","Rmot Yonos MAXO/-D",{"v":2877,"d":"2,877"},"PG02",4048482418247]
[null,2146246,"Yonos MAXO /-D 50/0,5-9 RMOT.","2 Accessory","Rmot Yonos MAXO/-D",{"v":1960,"d":"1,960"},"PG02",4048482412764]
[null,2146250,"Yonos MAXO /-D 65/0,5-12 RMOT.","2 Accessory","Rmot Yonos MAXO/-D",{"v":2780,"d":"2,780"},"PG02",4048482418254]
[null,2146251,"Yonos MAXO /-D 65/0,5-16 RMOT.","2 Accessory","Rmot Yonos MAXO/-D",{"v":2992,"d":"2,992"},"PG02",4048482418261]
[null,2146253,"Yonos MAXO /-D 80/0,5-12 RMOT.","2 Accessory","Rmot Yonos MAXO/-D",{"v":3272,"d":"3,272"},"PG02",4048482418278]
[null,2146254,"Yonos MAXO 100/0,5-12 RMOT.","2 Accessory","Rmot Yonos MAXO/-D",{"v":3005,"d":"3,005"},"PG02",4048482418285]
[null,2146236,"Yonos MAXO 25/0,5-10 RMOT.","2 Accessory","Rmot Yonos MAXO/-D",877,"PG02",4048482416472]
[null,2146237,"Yonos MAXO 25/0,5-12 RMOT.","2 Accessory","Rmot Yonos MAXO/-D",987,"PG02",4048482416649]
[null,2146235,"Yonos MAXO 25/0,5-7 RMOT.","2 Accessory","Rmot Yonos MAXO/-D",649,"PG02",4048482416458]
[null,2146238,"Yonos MAXO 30(-D 32)/0,5-7 RMOT.","2 Accessory","Rmot Yonos MAXO/-D",720,"PG02",4048482416724]
[null,2146239,"Yonos MAXO 30/0,5-10 RMOT.","2 Accessory","Rmot Yonos MAXO/-D",999,"PG02",4048482416625]
[null,2146240,"Yonos MAXO 30/0,5-12 RMOT.","2 Accessory","Rmot Yonos MAXO/-D",{"v":1295,"d":"1,295"},"PG02",4048482416670]
[null,2146241,"Yonos MAXO 40/0,5-4 RMOT.","2 Accessory","Rmot Yonos MAXO/-D",{"v":1017,"d":"1,017"},"PG02",4048482416632]
[null,2146245,"Yonos MAXO 50/0,5-8 RMOT.","2 Accessory","Rmot Yonos MAXO/-D",{"v":1852,"d":"1,852"},"PG02",4048482416656]
[null,2146249,"Yonos MAXO 65/0,5-9 RMOT.","2 Accessory","Rmot Yonos MAXO/-D",{"v":2229,"d":"2,229"},"PG02",4048482416663]
[null,2146252,"Yonos MAXO 80/0,5-6 RMOT.","2 Accessory","Rmot Yonos MAXO/-D",{"v":3154,"d":"3,154"},"PG02",4048482418292]
[null,2146475,"Yonos MAXO/-D 32/0,5-11 RMOT.","2 Accessory","Rmot Yonos MAXO/-D",{"v":1480,"d":"1,480"},"PG02",4048482416731]
[null,2146243,"Yonos MAXO/-D 40/0,5-12 RMOT.","2 Accessory","Rmot Yonos MAXO/-D",{"v":1538,"d":"1,538"},"PG02",4048482416700]
[null,2146247,"Yonos MAXO/-D 50/0,5-12 RMOT.","2 Accessory","Rmot Yonos MAXO/-D",{"v":2071,"d":"2,071"},"PG02",4048482416717]
[null,2191262,"Yonos MAXO-Z 25/0,5-10 RMOT.","3 Spare Part","Yonos MAXO-Z",{"v":1609,"d":"1,609"},"PG02",4048482772127]
[null,2191261,"Yonos MAXO-Z 25/0,5-7 RMOT.","3 Spare Part","Yonos MAXO-Z",{"v":1296,"d":"1,296"},"PG02",4048482772110]
[null,2191264,"Yonos MAXO-Z 30/0,5-12 RMOT.","3 Spare Part","Yonos MAXO-Z",{"v":1079,"d":"1,079"},"PG02",4048482772141]
[null,2191263,"Yonos MAXO-Z 30/0,5-7 RMOT.","3 Spare Part","Yonos MAXO-Z",{"v":1329,"d":"1,329"},"PG02",4048482772134]
[null,2191266,"Yonos MAXO-Z 40/0,5-12 RMOT.","3 Spare Part","Yonos MAXO-Z",{"v":1341,"d":"1,341"},"PG02",4048482772165]
[null,2191265,"Yonos MAXO-Z 40/0,5-8 RMOT.","3 Spare Part","Yonos MAXO-Z",965,"PG02",4048482772158]
[null,2191267,"Yonos MAXO-Z 50/0,5-9 RMOT.","3 Spare Part","Yonos MAXO-Z",{"v":2197,"d":"2,197"},"PG02",4048482772172]
[null,2191268,"Yonos MAXO-Z 65/0,5-12 RMOT.","3 Spare Part","Yonos MAXO-Z",{"v":6628,"d":"6,628"},"PG02",4048482772189]
[null,4213181,"BAC40-125-0.75_71/2-DM/R-2-IE3","1 Pump","BAC",882,"PG03",4048482707297]
[null,4213188,"BAC40-126-1.5_80/2-DM/S-2-IE3","1 Pump","BAC",{"v":1037,"d":"1,037"},"PG03",4048482707488]
[null,4213190,"BAC40-134-2.2_90/2-DM/S-2-IE3","1 Pump","BAC",{"v":1274,"d":"1,274"},"PG03",4048482707501]
[null,4213201,"BAC70-135-3_100/2-DM/R-2-N7-IE3","1 Pump","BAC",{"v":2028,"d":"2,028"},"PG03",4048482707761]
[null,4213202,"BAC70-135-4_100/2-DM/R-2-N7-IE3","1 Pump","BAC",{"v":2087,"d":"2,087"},"PG03",4048482707778]
[null,2121105,"BL100/145-1,5/4-IE3","1 Pump","CronoBloc-BL",{"v":3347,"d":"3,347"},"PG03",4048482416250]
[null,2121184,"BL100/145-15/2-IE3","1 Pump","CronoBloc-BL",{"v":7035,"d":"7,035"},"PG03",4048482222783]
[null,2121185,"BL100/150-18.5/2-IE3","1 Pump","CronoBloc-BL",{"v":8385,"d":"8,385"},"PG03",4048482222790]
[null,2121106,"BL100/150-2,2/4-IE3","1 Pump","CronoBloc-BL",{"v":3546,"d":"3,546"},"PG03",4048482221755]
[null,2121186,"BL100/160-22/2-IE3","1 Pump","CronoBloc-BL",{"v":9661,"d":"9,661"},"PG03",4048482222806]
[null,2121107,"BL100/160-3/4-IE3","1 Pump","CronoBloc-BL",{"v":3668,"d":"3,668"},"PG03",4048482221762]
[null,9139904,"BL100/160-30/2","1 Pump","CronoBloc-BL",{"v":10408,"d":"10,408"},"PG03","4048482893297"]
[null,2121187,"BL100/165-30/2-IE3","1 Pump","CronoBloc-BL",{"v":10515,"d":"10,515"},"PG03",4048482222813]
[null,9139903,"BL100/170-37/2","1 Pump","CronoBloc-BL",{"v":12654,"d":"12,654"},"PG03","4048482893280"]
[null,2121188,"BL100/170-37/2-IE3","1 Pump","CronoBloc-BL",{"v":12790,"d":"12,790"},"PG03",4048482222820]
[null,2121108,"BL100/170-4/4-IE3","1 Pump","CronoBloc-BL",{"v":3974,"d":"3,974"},"PG03",4048482221779]
[null,2121109,"BL100/180-4/4-IE3","1 Pump","CronoBloc-BL",{"v":4071,"d":"4,071"},"PG03",4048482221786]
[null,9139902,"BL100/180-45/2","1 Pump","CronoBloc-BL",{"v":13452,"d":"13,452"},"PG03","4048482893273"]
[null,9139901,"BL100/190-55/2","1 Pump","CronoBloc-BL",{"v":18856,"d":"18,856"},"PG03","4048482893266"]
[null,2121110,"BL100/200-5,5/4-IE3","1 Pump","CronoBloc-BL",{"v":4882,"d":"4,882"},"PG03",4048482221793]
[null,9139900,"BL100/200-75/2","1 Pump","CronoBloc-BL",{"v":29126,"d":"29,126"},"PG03","4048482893402"]
[null,9139910,"BL100/210-55/2","1 Pump","CronoBloc-BL",{"v":19047,"d":"19,047"},"PG03","4048482893358"]
[null,2121111,"BL100/220-5,5/4-IE3","1 Pump","CronoBloc-BL",{"v":4882,"d":"4,882"},"PG03",4048482221809]
[null,2121112,"BL100/220-7,5/4-IE3","1 Pump","CronoBloc-BL",{"v":5230,"d":"5,230"},"PG03",4048482221816]
[null,9139909,"BL100/220-75/2","1 Pump","CronoBloc-BL",{"v":29317,"d":"29,317"},"PG03","4048482893341"]
[null,9139908,"BL100/230-90/2","1 Pump","CronoBloc-BL",{"v":29856,"d":"29,856"},"PG03","4048482893334"]
[null,9139907,"BL100/240-110/2","1 Pump","CronoBloc-BL",{"v":40139,"d":"40,139"},"PG03","4048482893327"]
[null,2121113,"BL100/250-11/4-IE3","1 Pump","CronoBloc-BL",{"v":6538,"d":"6,538"},"PG03",4048482221823]
[null,9139906,"BL100/250-132/2","1 Pump","CronoBloc-BL",{"v":41458,"d":"41,458"},"PG03","4048482893310"]
[null,2121114,"BL100/270-15/4-IE3","1 Pump","CronoBloc-BL",{"v":8327,"d":"8,327"},"PG03",4048482221830]
[null,9140054,"BL100/295-132/2","1 Pump","CronoBloc-BL",{"v":42239,"d":"42,239"},"PG03","4048482990361"]
[null,9140053,"BL100/305-160/2","1 Pump","CronoBloc-BL",{"v":43229,"d":"43,229"},"PG03"]
[null,2142026,"BL100/305-18,5/4-IE3","1 Pump","CronoBloc-BL",{"v":8639,"d":"8,639"},"PG03",4048482443027]
[null,2142027,"BL100/315-18,5/4-IE3","1 Pump","CronoBloc-BL",{"v":8639,"d":"8,639"},"PG03",4048482443010]
[null,9140052,"BL100/315-200/2","1 Pump","CronoBloc-BL",{"v":48112,"d":"48,112"},"PG03"]
[null,2142028,"BL100/315-22/4-IE3","1 Pump","CronoBloc-BL",{"v":9095,"d":"9,095"},"PG03",4048482443003]
[null,2142029,"BL100/330-22/4-IE3","1 Pump","CronoBloc-BL",{"v":9095,"d":"9,095"},"PG03",4048482442990]
[null,2142030,"BL100/330-30/4-IE3","1 Pump","CronoBloc-BL",{"v":9661,"d":"9,661"},"PG03",4048482442983]
[null,2142031,"BL100/345-22/4-IE3","1 Pump","CronoBloc-BL",{"v":9095,"d":"9,095"},"PG03",4048482442976]
[null,2142032,"BL100/345-30/4-IE3","1 Pump","CronoBloc-BL",{"v":9661,"d":"9,661"},"PG03",4048482442969]
[null,2160673,"BL100/380-37/4","1 Pump","CronoBloc-BL",{"v":12559,"d":"12,559"},"PG03","4048482630052"]
[null,2160672,"BL100/390-45/4","1 Pump","CronoBloc-BL",{"v":14199,"d":"14,199"},"PG03","4048482630045"]
[null,2160671,"BL100/400-55/4","1 Pump","CronoBloc-BL",{"v":25160,"d":"25,160"},"PG03","4048482630038"]
[null,9139914,"BL125/170-45/2","1 Pump","CronoBloc-BL",{"v":13099,"d":"13,099"},"PG03","4048482893396"]
[null,9139913,"BL125/180-55/2","1 Pump","CronoBloc-BL",{"v":19248,"d":"19,248"},"PG03","4048482893389"]
[null,2142033,"BL125/185-5,5/4-IE3","1 Pump","CronoBloc-BL",{"v":5188,"d":"5,188"},"PG03",4048482443102]
[null,9139912,"BL125/190-75/2","1 Pump","CronoBloc-BL",{"v":29243,"d":"29,243"},"PG03","4048482893372"]
[null,9139911,"BL125/200-90/2","1 Pump","CronoBloc-BL",{"v":29642,"d":"29,642"},"PG03","4048482893365"]
[null,2142034,"BL125/210-7,5/4-IE3","1 Pump","CronoBloc-BL",{"v":5769,"d":"5,769"},"PG03",4048482443096]
[null,2160705,"BL125/210-75/2","1 Pump","CronoBloc-BL",{"v":29504,"d":"29,504"},"PG03","4048482630359"]
[null,2160704,"BL125/220-90/2","1 Pump","CronoBloc-BL",{"v":29902,"d":"29,902"},"PG03","4048482630342"]
[null,2142035,"BL125/225-11/4-IE3","1 Pump","CronoBloc-BL",{"v":6977,"d":"6,977"},"PG03",4048482443089]
[null,2160703,"BL125/230-110/2","1 Pump","CronoBloc-BL",{"v":40630,"d":"40,630"},"PG03","4048482629681"]
[null,2160702,"BL125/240-132/2","1 Pump","CronoBloc-BL",{"v":41950,"d":"41,950"},"PG03","4048482629674"]
[null,2142036,"BL125/245-15/4-IE3","1 Pump","CronoBloc-BL",{"v":7689,"d":"7,689"},"PG03",4048482443072]
[null,2160701,"BL125/250-160/2","1 Pump","CronoBloc-BL",{"v":42962,"d":"42,962"},"PG03","4048482629667"]
[null,2142037,"BL125/265-15/4-IE3","1 Pump","CronoBloc-BL",{"v":7689,"d":"7,689"},"PG03",4048482443065]
[null,2142038,"BL125/265-18,5/4-IE3","1 Pump","CronoBloc-BL",{"v":8569,"d":"8,569"},"PG03",4048482443058]
[null,2160681,"BL125/272-18,5/4","1 Pump","CronoBloc-BL",{"v":9725,"d":"9,725"},"PG03",4048482630137]
[null,2142039,"BL125/275-18,5/4-IE3","1 Pump","CronoBloc-BL",{"v":8569,"d":"8,569"},"PG03",4048482443041]
[null,2142040,"BL125/275-22/4-IE3","1 Pump","CronoBloc-BL",{"v":10874,"d":"10,874"},"PG03",4048482443034]
[null,2160680,"BL125/285-22/4","1 Pump","CronoBloc-BL",{"v":12080,"d":"12,080"},"PG03",4048482630120]
[null,9135340,"BL125/305-37/4","1 Pump","CronoBloc-BL",{"v":14936,"d":"14,936"},"PG03","4048482861470"]
[null,9135339,"BL125/315-45/4","1 Pump","CronoBloc-BL",{"v":16995,"d":"16,995"},"PG03","4048482861487"]
[null,9135345,"BL125/360-37/4","1 Pump","CronoBloc-BL",{"v":15638,"d":"15,638"},"PG03","4048482861494"]
[null,9135343,"BL125/370-45/4","1 Pump","CronoBloc-BL",{"v":17727,"d":"17,727"},"PG03","4048482861500"]
[null,9135341,"BL125/380-55/4","1 Pump","CronoBloc-BL",{"v":28350,"d":"28,350"},"PG03","4048482861814"]
[null,9135344,"BL125/390-75/4","1 Pump","CronoBloc-BL",{"v":32474,"d":"32,474"},"PG03","4048482861821"]
[null,9135342,"BL125/400-90/4","1 Pump","CronoBloc-BL",{"v":33909,"d":"33,909"},"PG03","4048482861838"]
[null,9132653,"BL150/180-7,5/4","1 Pump","CronoBloc-BL",{"v":8801,"d":"8,801"},"PG03",4048482803074]
[null,9139923,"BL150/180-75/2","1 Pump","CronoBloc-BL",{"v":29978,"d":"29,978"},"PG03","4048482893259"]
[null,9132652,"BL150/190-11/4","1 Pump","CronoBloc-BL",{"v":9117,"d":"9,117"},"PG03",4048482803081]
[null,9139922,"BL150/190-90/2","1 Pump","CronoBloc-BL",{"v":30378,"d":"30,378"},"PG03","4048482893242"]
[null,9139921,"BL150/200-110/2","1 Pump","CronoBloc-BL",{"v":40630,"d":"40,630"},"PG03","4048482893235"]
[null,9132651,"BL150/200-15/4","1 Pump","CronoBloc-BL",{"v":10038,"d":"10,038"},"PG03",4048482803098]
[null,2151513,"BL150/200-90/2","1 Pump","CronoBloc-BL",{"v":31434,"d":"31,434"},"PG03","4048482480435"]
[null,2151506,"BL150/210-11/4","1 Pump","CronoBloc-BL",{"v":9223,"d":"9,223"},"PG03",4048482480367]
[null,2151512,"BL150/210-110/2","1 Pump","CronoBloc-BL",{"v":41017,"d":"41,017"},"PG03","4048482480428"]
[null,2151511,"BL150/220-132/2","1 Pump","CronoBloc-BL",{"v":42335,"d":"42,335"},"PG03","4048482480411"]
[null,2151505,"BL150/220-15/4","1 Pump","CronoBloc-BL",{"v":10299,"d":"10,299"},"PG03",4048482480350]
[null,2151510,"BL150/230-160/2","1 Pump","CronoBloc-BL",{"v":44595,"d":"44,595"},"PG03","4048482480404"]
[null,2151504,"BL150/230-18,5/4","1 Pump","CronoBloc-BL",{"v":10526,"d":"10,526"},"PG03",4048482480343]
[null,2151509,"BL150/240-200/2","1 Pump","CronoBloc-BL",{"v":48230,"d":"48,230"},"PG03","4048482480398"]
[null,2151503,"BL150/240-22/4","1 Pump","CronoBloc-BL",{"v":11491,"d":"11,491"},"PG03",4048482480336]
[null,2151502,"BL150/250-30/4","1 Pump","CronoBloc-BL",{"v":13347,"d":"13,347"},"PG03",4048482480329]
[null,2160693,"BL150/275-22/4","1 Pump","CronoBloc-BL",{"v":13106,"d":"13,106"},"PG03",4048482630267]
[null,2160692,"BL150/285-30/4","1 Pump","CronoBloc-BL",{"v":15541,"d":"15,541"},"PG03",4048482630250]
[null,9135348,"BL150/295-37/4","1 Pump","CronoBloc-BL",{"v":16985,"d":"16,985"},"PG03","4048482861845"]
[null,9135347,"BL150/305-45/4","1 Pump","CronoBloc-BL",{"v":18500,"d":"18,500"},"PG03","4048482861852"]
[null,9135346,"BL150/315-55/4","1 Pump","CronoBloc-BL",{"v":27548,"d":"27,548"},"PG03","4048482861869"]
[null,9139936,"BL150/370-55/4","1 Pump","CronoBloc-BL",{"v":26624,"d":"26,624"},"PG03"]
[null,9139935,"BL150/380-55/4","1 Pump","CronoBloc-BL",{"v":26624,"d":"26,624"},"PG03"]
[null,9139934,"BL150/380-75/4","1 Pump","CronoBloc-BL",{"v":30525,"d":"30,525"},"PG03"]
[null,9139933,"BL150/390-75/4","1 Pump","CronoBloc-BL",{"v":30525,"d":"30,525"},"PG03"]
[null,9139932,"BL150/390-90/4","1 Pump","CronoBloc-BL",{"v":31882,"d":"31,882"},"PG03"]
[null,9139931,"BL150/400-110/4","1 Pump","CronoBloc-BL",{"v":42018,"d":"42,018"},"PG03"]
[null,9139947,"BL32/105.1-1,5/2","1 Pump","CronoBloc-BL",{"v":2387,"d":"2,387"},"PG03"]
[null,9126708,"BL32/105-0,37/4","1 Pump","CronoBloc-BL",{"v":3045,"d":"3,045"},"PG03","4048482861876"]
[null,9126728,"BL32/105-1,5/2","1 Pump","CronoBloc-BL",{"v":3010,"d":"3,010"},"PG03","4048482861883"]
[null,9139941,"BL32/115.1-0,25/4","1 Pump","CronoBloc-BL",{"v":1559,"d":"1,559"},"PG03"]
[null,9139946,"BL32/115.1-2,2/2","1 Pump","CronoBloc-BL",{"v":2481,"d":"2,481"},"PG03"]
[null,9126707,"BL32/115-0,37/4","1 Pump","CronoBloc-BL",{"v":3051,"d":"3,051"},"PG03","4048482861890"]
[null,9126727,"BL32/115-3/2","1 Pump","CronoBloc-BL",{"v":3144,"d":"3,144"},"PG03","4048482861906"]
[null,9139940,"BL32/125.1-0,37/4","1 Pump","CronoBloc-BL",{"v":1588,"d":"1,588"},"PG03"]
[null,9139945,"BL32/125.1-3/2","1 Pump","CronoBloc-BL",{"v":2947,"d":"2,947"},"PG03"]
[null,9126706,"BL32/125-0,55/4","1 Pump","CronoBloc-BL",{"v":2932,"d":"2,932"},"PG03","4048482861913"]
[null,9126726,"BL32/125-4/2","1 Pump","CronoBloc-BL",{"v":3329,"d":"3,329"},"PG03","4048482861920"]
[null,9139960,"BL32/130.1-1,5/2","1 Pump","CronoBloc-BL",{"v":2307,"d":"2,307"},"PG03"]
[null,9139953,"BL32/140.1-0,25/4","1 Pump","CronoBloc-BL",{"v":1635,"d":"1,635"},"PG03"]
[null,9139959,"BL32/140.1-2,2/2","1 Pump","CronoBloc-BL",{"v":2445,"d":"2,445"},"PG03"]
[null,2121125,"BL32/140-2,2/2-IE3","1 Pump","CronoBloc-BL",{"v":2706,"d":"2,706"},"PG03",4048482221946]
[null,9139952,"BL32/150.1-0,37/4","1 Pump","CronoBloc-BL",{"v":1699,"d":"1,699"},"PG03"]
[null,9139958,"BL32/150.1-3/2","1 Pump","CronoBloc-BL",{"v":3306,"d":"3,306"},"PG03"]
[null,2089367,"BL32/150-0,37/4","1 Pump","CronoBloc-BL",{"v":2483,"d":"2,483"},"PG03",4016322988533]
[null,2121126,"BL32/150-3/2-IE3","1 Pump","CronoBloc-BL",{"v":2869,"d":"2,869"},"PG03",4048482221953]
[null,9139951,"BL32/160.1-0,55/4","1 Pump","CronoBloc-BL",{"v":1890,"d":"1,890"},"PG03"]
[null,9139957,"BL32/160.1-4/2","1 Pump","CronoBloc-BL",{"v":3452,"d":"3,452"},"PG03"]
[null,2089365,"BL32/160-0,55/4","1 Pump","CronoBloc-BL",{"v":2698,"d":"2,698"},"PG03",4016322988519]
[null,2121127,"BL32/160-4/2-IE3","1 Pump","CronoBloc-BL",{"v":3018,"d":"3,018"},"PG03",4048482221960]
[null,9139965,"BL32/170.1-0,25/4","1 Pump","CronoBloc-BL",{"v":1739,"d":"1,739"},"PG03"]
[null,2121071,"BL32/170-0,75/4-IE3","1 Pump","CronoBloc-BL",{"v":2963,"d":"2,963"},"PG03",4048482221243]
[null,2121128,"BL32/170-5,5/2-IE3","1 Pump","CronoBloc-BL",{"v":3858,"d":"3,858"},"PG03",4048482221977]
[null,9139964,"BL32/180.1-0,37/4","1 Pump","CronoBloc-BL",{"v":1888,"d":"1,888"},"PG03"]
[null,9139963,"BL32/190.1-0,55/4","1 Pump","CronoBloc-BL",{"v":2010,"d":"2,010"},"PG03"]
[null,9139962,"BL32/200.1-0,75/4","1 Pump","CronoBloc-BL",{"v":2064,"d":"2,064"},"PG03"]
[null,2121072,"BL32/210-1,1/4-IE3","1 Pump","CronoBloc-BL",{"v":2898,"d":"2,898"},"PG03",4048482221250]
[null,2121129,"BL32/210-7,5/2-IE3","1 Pump","CronoBloc-BL",{"v":4028,"d":"4,028"},"PG03",4048482221984]
[null,9126724,"BL32/215-5,5/2","1 Pump","CronoBloc-BL",{"v":4487,"d":"4,487"},"PG03","4048482861951"]
[null,2121073,"BL32/220-1,5/4-IE3","1 Pump","CronoBloc-BL",{"v":2938,"d":"2,938"},"PG03",4048482221267]
[null,2121130,"BL32/220-11/2-IE3","1 Pump","CronoBloc-BL",{"v":4620,"d":"4,620"},"PG03",4048482221991]
[null,9126704,"BL32/225-0,55/4","1 Pump","CronoBloc-BL",{"v":3399,"d":"3,399"},"PG03","4048482861968"]
[null,9126723,"BL32/225-7,5/2","1 Pump","CronoBloc-BL",{"v":4599,"d":"4,599"},"PG03","4048482861975"]
[null,9140066,"BL32/225-7,5/2","1 Pump","CronoBloc-BL",{"v":4281,"d":"4,281"},"PG03"]
[null,9126703,"BL32/230-0,75/4","1 Pump","CronoBloc-BL",{"v":3232,"d":"3,232"},"PG03","4048482861982"]
[null,9140058,"BL32/230-1,5/4","1 Pump","CronoBloc-BL",{"v":2466,"d":"2,466"},"PG03"]
[null,9140065,"BL32/230-11/2","1 Pump","CronoBloc-BL",{"v":5626,"d":"5,626"},"PG03"]
[null,9126702,"BL32/240-1,1/4","1 Pump","CronoBloc-BL",{"v":3375,"d":"3,375"},"PG03","4048482861999"]
[null,9126721,"BL32/240-11/2","1 Pump","CronoBloc-BL",{"v":5902,"d":"5,902"},"PG03","4048482862002"]
[null,9140064,"BL32/240-15/2","1 Pump","CronoBloc-BL",{"v":5769,"d":"5,769"},"PG03","4048482996523"]
[null,9140057,"BL32/240-2,2/4","1 Pump","CronoBloc-BL",{"v":2618,"d":"2,618"},"PG03"]
[null,9126701,"BL32/250-1,5/4","1 Pump","CronoBloc-BL",{"v":3424,"d":"3,424"},"PG03","4048482862019"]
[null,9140063,"BL32/250-18,5/2","1 Pump","CronoBloc-BL",{"v":5448,"d":"5,448"},"PG03"]
[null,9140060,"BL32/250-3/4","1 Pump","CronoBloc-BL",{"v":3651,"d":"3,651"},"PG03"]
[null,9139949,"BL32/85.1-0,75/2","1 Pump","CronoBloc-BL",{"v":2185,"d":"2,185"},"PG03"]
[null,9126730,"BL32/85-1,1/2","1 Pump","CronoBloc-BL",{"v":2900,"d":"2,900"},"PG03","4048482862057"]
[null,9139948,"BL32/95.1-1,1/2","1 Pump","CronoBloc-BL",{"v":2293,"d":"2,293"},"PG03"]
[null,9126729,"BL32/95-1,5/2","1 Pump","CronoBloc-BL",{"v":2980,"d":"2,980"},"PG03","4048482862071"]
[null,9126713,"BL40/105-0,55/4","1 Pump","CronoBloc-BL",{"v":2870,"d":"2,870"},"PG03","4048482862088"]
[null,2121131,"BL40/110-1,5/2-IE3","1 Pump","CronoBloc-BL",{"v":2598,"d":"2,598"},"PG03",4048482222004]
[null,9126712,"BL40/115-0,55/4","1 Pump","CronoBloc-BL",{"v":3020,"d":"3,020"},"PG03","4048482862095"]
[null,2121132,"BL40/120-2,2/2-IE3","1 Pump","CronoBloc-BL",{"v":2653,"d":"2,653"},"PG03",4048482222158]
[null,9126711,"BL40/125-0,75/4","1 Pump","CronoBloc-BL",{"v":3002,"d":"3,002"},"PG03","4048482862101"]
[null,2121133,"BL40/130-3/2-IE3","1 Pump","CronoBloc-BL",{"v":2885,"d":"2,885"},"PG03",4048482222165]
[null,2121134,"BL40/140-3/2-IE3","1 Pump","CronoBloc-BL",{"v":2855,"d":"2,855"},"PG03",4048482222172]
[null,2121135,"BL40/140-4/2-IE3","1 Pump","CronoBloc-BL",{"v":3018,"d":"3,018"},"PG03",4048482222189]
[null,2089384,"BL40/150-0,55/4","1 Pump","CronoBloc-BL",{"v":2688,"d":"2,688"},"PG03",4016322988731]
[null,2121074,"BL40/160-0,75/4-IE3","1 Pump","CronoBloc-BL",{"v":2961,"d":"2,961"},"PG03",4048482221274]
[null,2121136,"BL40/160-5,5/2-IE3","1 Pump","CronoBloc-BL",{"v":3824,"d":"3,824"},"PG03",4048482222196]
[null,2121075,"BL40/170-1,1/4-IE3","1 Pump","CronoBloc-BL",{"v":2599,"d":"2,599"},"PG03",4048482221281]
[null,2121137,"BL40/170-5,5/2-IE3","1 Pump","CronoBloc-BL",{"v":3795,"d":"3,795"},"PG03",4048482222202]
[null,2121138,"BL40/170-7,5/2-IE3","1 Pump","CronoBloc-BL",{"v":4020,"d":"4,020"},"PG03",4048482222318]
[null,2121139,"BL40/180-7,5/2-IE3","1 Pump","CronoBloc-BL",{"v":4548,"d":"4,548"},"PG03",4048482222325]
[null,2121076,"BL40/210-1,5/4-IE3","1 Pump","CronoBloc-BL",{"v":2894,"d":"2,894"},"PG03",4048482221298]
[null,2121140,"BL40/210-11/2-IE3","1 Pump","CronoBloc-BL",{"v":4804,"d":"4,804"},"PG03",4048482222332]
[null,2121141,"BL40/220-11/2-IE3","1 Pump","CronoBloc-BL",{"v":4804,"d":"4,804"},"PG03",4048482222349]
[null,2121142,"BL40/220-15/2-IE3","1 Pump","CronoBloc-BL",{"v":5389,"d":"5,389"},"PG03",4048482222356]
[null,2121077,"BL40/220-2,2/4-IE3","1 Pump","CronoBloc-BL",{"v":3159,"d":"3,159"},"PG03",4048482221304]
[null,2142010,"BL40/225-2,2/4-IE3","1 Pump","CronoBloc-BL",{"v":3296,"d":"3,296"},"PG03",4048482442921]
[null,2142015,"BL40/230-15/2-IE3","1 Pump","CronoBloc-BL",{"v":5542,"d":"5,542"},"PG03",4048482442877]
[null,2142016,"BL40/230-18,5/2-IE3","1 Pump","CronoBloc-BL",{"v":5901,"d":"5,901"},"PG03",4048482442860]
[null,2142017,"BL40/240-18,5/2-IE3","1 Pump","CronoBloc-BL",{"v":5901,"d":"5,901"},"PG03",4048482442853]
[null,2142011,"BL40/240-2,2/4-IE3","1 Pump","CronoBloc-BL",{"v":3417,"d":"3,417"},"PG03",4048482442914]
[null,2142018,"BL40/240-22/2-IE3","1 Pump","CronoBloc-BL",{"v":7248,"d":"7,248"},"PG03",4048482442846]
[null,2142012,"BL40/240-3/4-IE3","1 Pump","CronoBloc-BL",{"v":3493,"d":"3,493"},"PG03",4048482442907]
[null,2142019,"BL40/245-22/2-IE3","1 Pump","CronoBloc-BL",{"v":7248,"d":"7,248"},"PG03",4048482442822]
[null,2142020,"BL40/245-30/2-IE3","1 Pump","CronoBloc-BL",{"v":9807,"d":"9,807"},"PG03",4048482442815]
[null,2142021,"BL40/260-22/2-IE3","1 Pump","CronoBloc-BL",{"v":7248,"d":"7,248"},"PG03",4048482442600]
[null,2142022,"BL40/260-30/2-IE3","1 Pump","CronoBloc-BL",{"v":9807,"d":"9,807"},"PG03",4048482442594]
[null,2142013,"BL40/265-3/4-IE3","1 Pump","CronoBloc-BL",{"v":3493,"d":"3,493"},"PG03",4048482442891]
[null,2142014,"BL40/265-4/4-IE3","1 Pump","CronoBloc-BL",{"v":3634,"d":"3,634"},"PG03",4048482442884]
[null,9140213,"BL40/285-30/2","1 Pump","CronoBloc-BL",{"v":10056,"d":"10,056"},"PG03"]
[null,9140207,"BL40/295-4/4","1 Pump","CronoBloc-BL",{"v":5093,"d":"5,093"},"PG03","4048482991559"]
[null,9140211,"BL40/305-45/2","1 Pump","CronoBloc-BL",{"v":14481,"d":"14,481"},"PG03","4048482991542"]
[null,9140205,"BL40/305-5,5/4","1 Pump","CronoBloc-BL",{"v":3287,"d":"3,287"},"PG03","4048482991566"]
[null,9140210,"BL40/315-55/2","1 Pump","CronoBloc-BL",{"v":19242,"d":"19,242"},"PG03"]
[null,9140204,"BL40/315-7,5/4","1 Pump","CronoBloc-BL",{"v":3433,"d":"3,433"},"PG03","4048482991580"]
[null,9140212,"BL40/395-37/2","1 Pump","CronoBloc-BL",{"v":12068,"d":"12,068"},"PG03","4048482991535"]
[null,9126714,"BL40/95-0,37/4","1 Pump","CronoBloc-BL",{"v":2865,"d":"2,865"},"PG03","4048482862125"]
[null,9126718,"BL50/105-0,55/4","1 Pump","CronoBloc-BL",{"v":3110,"d":"3,110"},"PG03","4048482862132"]
[null,2121146,"BL50/110-3/2-IE3","1 Pump","CronoBloc-BL",{"v":3004,"d":"3,004"},"PG03",4048482222394]
[null,9126717,"BL50/115-0,75/4","1 Pump","CronoBloc-BL",{"v":3101,"d":"3,101"},"PG03","4048482862149"]
[null,2121147,"BL50/120-3/2-IE3","1 Pump","CronoBloc-BL",{"v":2964,"d":"2,964"},"PG03",4048482222400]
[null,2121148,"BL50/120-4/2-IE3","1 Pump","CronoBloc-BL",{"v":3144,"d":"3,144"},"PG03",4048482222424]
[null,9126716,"BL50/125-1,1/4","1 Pump","CronoBloc-BL",{"v":3152,"d":"3,152"},"PG03","4048482862156"]
[null,2121149,"BL50/130-5,5/2-IE3","1 Pump","CronoBloc-BL",{"v":3607,"d":"3,607"},"PG03",4048482222431]
[null,2121150,"BL50/140-5,5/2-IE3","1 Pump","CronoBloc-BL",{"v":3576,"d":"3,576"},"PG03",4048482222448]
[null,2121151,"BL50/140-7,5/2-IE3","1 Pump","CronoBloc-BL",{"v":3838,"d":"3,838"},"PG03",4048482222455]
[null,2121152,"BL50/150-5,5/2-IE3","1 Pump","CronoBloc-BL",{"v":3907,"d":"3,907"},"PG03",4048482222462]
[null,2121153,"BL50/150-7,5/2-IE3","1 Pump","CronoBloc-BL",{"v":4096,"d":"4,096"},"PG03",4048482222479]
[null,2121081,"BL50/160-1,1/4-IE3","1 Pump","CronoBloc-BL",{"v":2708,"d":"2,708"},"PG03",4048482221519]
[null,2121082,"BL50/170-1,1/4-IE3","1 Pump","CronoBloc-BL",{"v":2707,"d":"2,707"},"PG03",4048482221526]
[null,2121083,"BL50/170-1,5/4-IE3","1 Pump","CronoBloc-BL",{"v":2753,"d":"2,753"},"PG03",4048482221533]
[null,2121154,"BL50/170-11/2-IE3","1 Pump","CronoBloc-BL",{"v":4548,"d":"4,548"},"PG03",4048482222486]
[null,2121155,"BL50/200-11/2-IE3","1 Pump","CronoBloc-BL",{"v":4933,"d":"4,933"},"PG03",4048482222493]
[null,2121156,"BL50/200-15/2-IE3","1 Pump","CronoBloc-BL",{"v":5542,"d":"5,542"},"PG03",4048482222509]
[null,2121084,"BL50/200-2,2/4-IE3","1 Pump","CronoBloc-BL",{"v":3193,"d":"3,193"},"PG03",4048482221540]
[null,2121157,"BL50/210-15/2-IE3","1 Pump","CronoBloc-BL",{"v":5542,"d":"5,542"},"PG03",4048482222516]
[null,2121158,"BL50/210-18,5/2-IE3","1 Pump","CronoBloc-BL",{"v":6182,"d":"6,182"},"PG03",4048482222523]
[null,2121159,"BL50/220-18,5/2-IE3","1 Pump","CronoBloc-BL",{"v":6182,"d":"6,182"},"PG03",4048482222530]
[null,2121085,"BL50/220-2,2/4-IE3","1 Pump","CronoBloc-BL",{"v":3182,"d":"3,182"},"PG03",4048482221557]
[null,2121160,"BL50/220-22/2-IE3","1 Pump","CronoBloc-BL",{"v":7248,"d":"7,248"},"PG03",4048482222547]
[null,2121086,"BL50/220-3/4-IE3","1 Pump","CronoBloc-BL",{"v":3279,"d":"3,279"},"PG03",4048482221564]
[null,2121161,"BL50/240-30/2-IE3","1 Pump","CronoBloc-BL",{"v":11366,"d":"11,366"},"PG03",4048482222554]
[null,2121087,"BL50/250-3/4-IE3","1 Pump","CronoBloc-BL",{"v":3591,"d":"3,591"},"PG03",4048482221571]
[null,2121088,"BL50/250-4/4-IE3","1 Pump","CronoBloc-BL",{"v":3762,"d":"3,762"},"PG03",4048482221588]
[null,2121162,"BL50/260-30/2-IE3","1 Pump","CronoBloc-BL",{"v":11366,"d":"11,366"},"PG03",4048482222561]
[null,2121163,"BL50/260-37/2-IE3","1 Pump","CronoBloc-BL",{"v":11653,"d":"11,653"},"PG03",4048482222578]
[null,2121089,"BL50/270-5,5/4-IE3","1 Pump","CronoBloc-BL",{"v":4325,"d":"4,325"},"PG03",4048482221595]
[null,9140225,"BL50/285-37/2","1 Pump","CronoBloc-BL",{"v":12235,"d":"12,235"},"PG03"]
[null,9140224,"BL50/295-45/2","1 Pump","CronoBloc-BL",{"v":14681,"d":"14,681"},"PG03","4048482991818"]
[null,9140219,"BL50/295-5,5/4","1 Pump","CronoBloc-BL",{"v":4490,"d":"4,490"},"PG03","4048482991825"]
[null,9140223,"BL50/305-55/2","1 Pump","CronoBloc-BL",{"v":19220,"d":"19,220"},"PG03","4048482991597"]
[null,9140217,"BL50/305-7,5/4","1 Pump","CronoBloc-BL",{"v":4644,"d":"4,644"},"PG03","4048482991832"]
[null,9140216,"BL50/315-11/4","1 Pump","CronoBloc-BL",{"v":5952,"d":"5,952"},"PG03","4048482991856"]
[null,9140222,"BL50/315-75/2","1 Pump","CronoBloc-BL",{"v":29490,"d":"29,490"},"PG03","4048482991603"]
[null,9126719,"BL50/95-0,37/4","1 Pump","CronoBloc-BL",{"v":2947,"d":"2,947"},"PG03",4048482862163]
[null,9132649,"BL65/105-0,55/4","1 Pump","CronoBloc-BL",{"v":3265,"d":"3,265"},"PG03",4048482803517]
[null,9132648,"BL65/115-0,75/4","1 Pump","CronoBloc-BL",{"v":3249,"d":"3,249"},"PG03",4048482803524]
[null,2121164,"BL65/120-4/2-IE3","1 Pump","CronoBloc-BL",{"v":3111,"d":"3,111"},"PG03",4048482222585]
[null,9132647,"BL65/125-1,1/4","1 Pump","CronoBloc-BL",{"v":3307,"d":"3,307"},"PG03",4048482803531]
[null,2121165,"BL65/130-5,5/2-IE3","1 Pump","CronoBloc-BL",{"v":3624,"d":"3,624"},"PG03",4048482222592]
[null,2121166,"BL65/140-7,5/2-IE3","1 Pump","CronoBloc-BL",{"v":4122,"d":"4,122"},"PG03",4048482222608]
[null,2121090,"BL65/150-1,1/4-IE3","1 Pump","CronoBloc-BL",{"v":2722,"d":"2,722"},"PG03",4048482221601]
[null,2121091,"BL65/160-1,5/4-IE3","1 Pump","CronoBloc-BL",{"v":2765,"d":"2,765"},"PG03",4048482221618]
[null,2121167,"BL65/160-11/2-IE3","1 Pump","CronoBloc-BL",{"v":5258,"d":"5,258"},"PG03",4048482222615]
[null,2121168,"BL65/170-11/2-IE3","1 Pump","CronoBloc-BL",{"v":5258,"d":"5,258"},"PG03",4048482222622]
[null,2121169,"BL65/170-15/2-IE3","1 Pump","CronoBloc-BL",{"v":5614,"d":"5,614"},"PG03",4048482222639]
[null,2121092,"BL65/170-2,2/4-IE3","1 Pump","CronoBloc-BL",{"v":2973,"d":"2,973"},"PG03",4048482221625]
[null,2121170,"BL65/190-15/2-IE3","1 Pump","CronoBloc-BL",{"v":5643,"d":"5,643"},"PG03",4048482222646]
[null,2121171,"BL65/190-18,5/2-IE3","1 Pump","CronoBloc-BL",{"v":6252,"d":"6,252"},"PG03",4048482222653]
[null,2121172,"BL65/210-18,5/2-IE3","1 Pump","CronoBloc-BL",{"v":6252,"d":"6,252"},"PG03",4048482222660]
[null,2121173,"BL65/210-22/2-IE3","1 Pump","CronoBloc-BL",{"v":7320,"d":"7,320"},"PG03",4048482222677]
[null,2121093,"BL65/210-3/4-IE3","1 Pump","CronoBloc-BL",{"v":3624,"d":"3,624"},"PG03",4048482221632]
[null,9140197,"BL65/215-22/2","1 Pump","CronoBloc-BL",{"v":7274,"d":"7,274"},"PG03","4048482991870"]
[null,2121174,"BL65/220-30/2-IE3","1 Pump","CronoBloc-BL",{"v":9661,"d":"9,661"},"PG03",4048482222684]
[null,2121094,"BL65/220-4/4-IE3","1 Pump","CronoBloc-BL",{"v":3751,"d":"3,751"},"PG03",4048482221649]
[null,9140196,"BL65/225-30/2","1 Pump","CronoBloc-BL",{"v":9031,"d":"9,031"},"PG03","4048482991887"]
[null,9140195,"BL65/230-37/2","1 Pump","CronoBloc-BL",{"v":11628,"d":"11,628"},"PG03","4048482991894"]
[null,9140194,"BL65/240-45/2","1 Pump","CronoBloc-BL",{"v":13494,"d":"13,494"},"PG03","4048482991900"]
[null,2142023,"BL65/240-5,5/4-IE3","1 Pump","CronoBloc-BL",{"v":4491,"d":"4,491"},"PG03",4048482442952]
[null,9140192,"BL65/250-55/2","1 Pump","CronoBloc-BL",{"v":18711,"d":"18,711"},"PG03","4048482991863"]
[null,2142024,"BL65/265-5,5/4-IE3","1 Pump","CronoBloc-BL",{"v":4575,"d":"4,575"},"PG03",4048482442945]
[null,2142025,"BL65/265-7,5/4-IE3","1 Pump","CronoBloc-BL",{"v":4804,"d":"4,804"},"PG03",4048482442938]
[null,2157063,"BL65/295-7,5/4","1 Pump","CronoBloc-BL",{"v":4948,"d":"4,948"},"PG03"]
[null,9140047,"BL65/295-75/2","1 Pump","CronoBloc-BL",{"v":29664,"d":"29,664"},"PG03","4048482991917"]
[null,2157061,"BL65/305-11/4","1 Pump","CronoBloc-BL",{"v":6077,"d":"6,077"},"PG03","4048482991948"]
[null,9140046,"BL65/305-90/2","1 Pump","CronoBloc-BL",{"v":30063,"d":"30,063"},"PG03","4048482991924"]
[null,9140045,"BL65/315-110/2","1 Pump","CronoBloc-BL",{"v":40381,"d":"40,381"},"PG03","4048482991931"]
[null,2157060,"BL65/315-15/4","1 Pump","CronoBloc-BL",{"v":6215,"d":"6,215"},"PG03","4048482991955"]
[null,2121175,"BL80/145-11/2-IE3","1 Pump","CronoBloc-BL",{"v":6252,"d":"6,252"},"PG03",4048482222691]
[null,2121096,"BL80/150-1,5/4-IE3","1 Pump","CronoBloc-BL",{"v":2942,"d":"2,942"},"PG03",4048482221663]
[null,2121176,"BL80/150-15/2-IE3","1 Pump","CronoBloc-BL",{"v":6894,"d":"6,894"},"PG03",4048482222707]
[null,2121177,"BL80/160-15/2-IE3","1 Pump","CronoBloc-BL",{"v":6894,"d":"6,894"},"PG03",4048482222714]
[null,2121178,"BL80/160-18,5/2-IE3","1 Pump","CronoBloc-BL",{"v":8244,"d":"8,244"},"PG03",4048482222721]
[null,2121097,"BL80/160-2,2/4-IE3","1 Pump","CronoBloc-BL",{"v":3138,"d":"3,138"},"PG03",4048482221670]
[null,2121179,"BL80/165-22/2-IE3","1 Pump","CronoBloc-BL",{"v":9521,"d":"9,521"},"PG03",4048482222738]
[null,2121098,"BL80/170-3/4-IE3","1 Pump","CronoBloc-BL",{"v":3624,"d":"3,624"},"PG03",4048482221687]
[null,2121180,"BL80/170-30/2-IE3","1 Pump","CronoBloc-BL",{"v":10232,"d":"10,232"},"PG03",4048482222745]
[null,2121099,"BL80/200-3/4-IE3","1 Pump","CronoBloc-BL",{"v":3674,"d":"3,674"},"PG03",4048482221694]
[null,2121181,"BL80/200-30/2-IE3","1 Pump","CronoBloc-BL",{"v":10373,"d":"10,373"},"PG03",4048482222752]
[null,2121100,"BL80/200-4/4-IE3","1 Pump","CronoBloc-BL",{"v":3864,"d":"3,864"},"PG03",4048482221700]
[null,2121182,"BL80/210-30/2-IE3","1 Pump","CronoBloc-BL",{"v":10373,"d":"10,373"},"PG03",4048482222769]
[null,2121183,"BL80/210-37/2-IE3","1 Pump","CronoBloc-BL",{"v":11086,"d":"11,086"},"PG03",4048482222776]
[null,9140202,"BL80/215-37/2","1 Pump","CronoBloc-BL",{"v":12085,"d":"12,085"},"PG03"]
[null,9140201,"BL80/220-45/2","1 Pump","CronoBloc-BL",{"v":13940,"d":"13,940"},"PG03"]
[null,2121101,"BL80/220-5,5/4-IE3","1 Pump","CronoBloc-BL",{"v":4410,"d":"4,410"},"PG03",4048482221717]
[null,9140200,"BL80/230-55/2","1 Pump","CronoBloc-BL",{"v":18923,"d":"18,923"},"PG03"]
[null,9140199,"BL80/240-75/2","1 Pump","CronoBloc-BL",{"v":29592,"d":"29,592"},"PG03"]
[null,2121102,"BL80/250-5,5/4-IE3","1 Pump","CronoBloc-BL",{"v":4659,"d":"4,659"},"PG03",4048482221724]
[null,2121103,"BL80/250-7,5/4-IE3","1 Pump","CronoBloc-BL",{"v":4817,"d":"4,817"},"PG03",4048482221731]
[null,9140198,"BL80/250-90/2","1 Pump","CronoBloc-BL",{"v":29592,"d":"29,592"},"PG03"]
[null,2121104,"BL80/270-11/4-IE3","1 Pump","CronoBloc-BL",{"v":4957,"d":"4,957"},"PG03",4048482221748]
[null,2160700,"BL80/275-75/2","1 Pump","CronoBloc-BL",{"v":29583,"d":"29,583"},"PG03","4048482630335"]
[null,9139898,"BL80/285-11/4","1 Pump","CronoBloc-BL",{"v":6365,"d":"6,365"},"PG03"]
[null,2160699,"BL80/285-90/2","1 Pump","CronoBloc-BL",{"v":40461,"d":"40,461"},"PG03","4048482630328"]
[null,2160698,"BL80/295-110/2","1 Pump","CronoBloc-BL",{"v":40461,"d":"40,461"},"PG03","4048482630311"]
[null,9139897,"BL80/295-15/4","1 Pump","CronoBloc-BL",{"v":6503,"d":"6,503"},"PG03"]
[null,2160697,"BL80/305-132/2","1 Pump","CronoBloc-BL",{"v":41779,"d":"41,779"},"PG03","4048482630304"]
[null,9139896,"BL80/305-18,5/4","1 Pump","CronoBloc-BL",{"v":6828,"d":"6,828"},"PG03"]
[null,2160696,"BL80/315-160/2","1 Pump","CronoBloc-BL",{"v":43018,"d":"43,018"},"PG03","4048482629650"]
[null,9139895,"BL80/315-22/4","1 Pump","CronoBloc-BL",{"v":7715,"d":"7,715"},"PG03"]
[null,2160884,"BL80/370-18,5/4","1 Pump","CronoBloc-BL",{"v":7947,"d":"7,947"},"PG03","4048482650739"]
[null,2151493,"BL80/370-22/4","1 Pump","CronoBloc-BL",{"v":8980,"d":"8,980"},"PG03","4048482480251"]
[null,2160883,"BL80/380-22/4","1 Pump","CronoBloc-BL",{"v":8980,"d":"8,980"},"PG03","4048482650722"]
[null,2151492,"BL80/380-30/4","1 Pump","CronoBloc-BL",{"v":10147,"d":"10,147"},"PG03","4048482480244"]
[null,2160882,"BL80/390-30/4","1 Pump","CronoBloc-BL",{"v":10147,"d":"10,147"},"PG03","4048482650715"]
[null,2151491,"BL80/390-37/4","1 Pump","CronoBloc-BL",{"v":11466,"d":"11,466"},"PG03","4048482480237"]
[null,2160881,"BL80/400-37/4","1 Pump","CronoBloc-BL",{"v":11466,"d":"11,466"},"PG03","4048482650708"]
[null,2151490,"BL80/400-45/4","1 Pump","CronoBloc-BL",{"v":12957,"d":"12,957"},"PG03","4048482480220"]
[null,2189952,"BL-E 32/220-11/2 ","1 Pump","CronoBloc-BL-E",{"v":14617,"d":"14,617"},"PG03",4048482787503]
[null,2191392,"BL-E100/200-5,5/4","1 Pump","CronoBloc-BL-E",{"v":10154,"d":"10,154"},"PG03",4048482786599]
[null,2191450,"BL-E100/200-5,5/4-R1","1 Pump","CronoBloc-BL-E",{"v":9098,"d":"9,098"},"PG03",4048482786889]
[null,2191393,"BL-E100/220-7,5/4","1 Pump","CronoBloc-BL-E",{"v":10739,"d":"10,739"},"PG03",4048482786605]
[null,2191451,"BL-E100/220-7,5/4-R1","1 Pump","CronoBloc-BL-E",{"v":10151,"d":"10,151"},"PG03",4048482786896]
[null,2189996,"BL-E100/250-11/4-R1","1 Pump","CronoBloc-BL-E",{"v":13938,"d":"13,938"},"PG03",4048482787947]
[null,2189971,"BL-E100/270-15/4","1 Pump","CronoBloc-BL-E",{"v":18588,"d":"18,588"},"PG03",4048482787695]
[null,2189997,"BL-E100/270-15/4-R1","1 Pump","CronoBloc-BL-E",{"v":16315,"d":"16,315"},"PG03",4048482787954]
[null,2189972,"BL-E100/305-18,5/4","1 Pump","CronoBloc-BL-E",{"v":21759,"d":"21,759"},"PG03",4048482787701]
[null,2189998,"BL-E100/305-18,5/4-R1","1 Pump","CronoBloc-BL-E",{"v":17568,"d":"17,568"},"PG03",4048482787961]
[null,2189973,"BL-E100/315-22/4","1 Pump","CronoBloc-BL-E",{"v":23262,"d":"23,262"},"PG03",4048482787718]
[null,2189999,"BL-E100/315-22/4-R1","1 Pump","CronoBloc-BL-E",{"v":22269,"d":"22,269"},"PG03",4048482787978]
[null,2191394,"BL-E125/185-5,5/4","1 Pump","CronoBloc-BL-E",{"v":11128,"d":"11,128"},"PG03",4048482786612]
[null,2191452,"BL-E125/185-5,5/4-R1","1 Pump","CronoBloc-BL-E",{"v":9798,"d":"9,798"},"PG03",4048482786902]
[null,2191395,"BL-E125/210-7,5/4","1 Pump","CronoBloc-BL-E",{"v":11555,"d":"11,555"},"PG03",4048482786629]
[null,2191453,"BL-E125/210-7,5/4-R1","1 Pump","CronoBloc-BL-E",{"v":10968,"d":"10,968"},"PG03",4048482786919]
[null,2189974,"BL-E125/225-11/4","1 Pump","CronoBloc-BL-E",{"v":17706,"d":"17,706"},"PG03",4048482787725]
[null,2190000,"BL-E125/225-11/4-R1","1 Pump","CronoBloc-BL-E",{"v":13670,"d":"13,670"},"PG03",4048482787985]
[null,2189975,"BL-E125/245-15/4","1 Pump","CronoBloc-BL-E",{"v":19970,"d":"19,970"},"PG03",4048482787732]
[null,2190001,"BL-E125/245-15/4-R1","1 Pump","CronoBloc-BL-E",{"v":16542,"d":"16,542"},"PG03",4048482787992]
[null,2189976,"BL-E125/265-18,5/4","1 Pump","CronoBloc-BL-E",{"v":21975,"d":"21,975"},"PG03",4048482787749]
[null,2190002,"BL-E125/265-18,5/4-R1","1 Pump","CronoBloc-BL-E",{"v":19518,"d":"19,518"},"PG03",4048482788005]
[null,2189977,"BL-E125/275-22/4","1 Pump","CronoBloc-BL-E",{"v":23490,"d":"23,490"},"PG03",4048482787756]
[null,2190003,"BL-E125/275-22/4-R1","1 Pump","CronoBloc-BL-E",{"v":22902,"d":"22,902"},"PG03",4048482788012]
[null,2191367,"BL-E32/140-2,2/2 ","1 Pump","CronoBloc-BL-E",{"v":5749,"d":"5,749"},"PG03",4048482786346]
[null,2191425,"BL-E32/140-2,2/2-R1","1 Pump","CronoBloc-BL-E",{"v":4856,"d":"4,856"},"PG03",4048482786636]
[null,2191368,"BL-E32/150-3/2","1 Pump","CronoBloc-BL-E",{"v":6073,"d":"6,073"},"PG03",4048482786353]
[null,2191426,"BL-E32/150-3/2-R1","1 Pump","CronoBloc-BL-E",{"v":5485,"d":"5,485"},"PG03",4048482786643]
[null,2191369,"BL-E32/160-4/2","1 Pump","CronoBloc-BL-E",{"v":6823,"d":"6,823"},"PG03",4048482786360]
[null,2191427,"BL-E32/160-4/2-R1","1 Pump","CronoBloc-BL-E",{"v":6235,"d":"6,235"},"PG03",4048482786650]
[null,2191370,"BL-E32/170-5,5/2","1 Pump","CronoBloc-BL-E",{"v":8228,"d":"8,228"},"PG03",4048482786377]
[null,2191428,"BL-E32/170-5,5/2-R1","1 Pump","CronoBloc-BL-E",{"v":7309,"d":"7,309"},"PG03",4048482786667]
[null,2191371,"BL-E32/210-7,5/2","1 Pump","CronoBloc-BL-E",{"v":8742,"d":"8,742"},"PG03",4048482786384]
[null,2191429,"BL-E32/210-7,5/2-R1","1 Pump","CronoBloc-BL-E",{"v":8153,"d":"8,153"},"PG03",4048482786674]
[null,2189978,"BL-E32/220-11/2-R1","1 Pump","CronoBloc-BL-E",{"v":10421,"d":"10,421"},"PG03",4048482787763]
[null,2191372,"BL-E40/110-1,5/2","1 Pump","CronoBloc-BL-E",{"v":5652,"d":"5,652"},"PG03",4048482786391]
[null,2191430,"BL-E40/110-1,5/2-R1","1 Pump","CronoBloc-BL-E",{"v":4272,"d":"4,272"},"PG03",4048482786681]
[null,2191373,"BL-E40/120-2,2/2","1 Pump","CronoBloc-BL-E",{"v":5742,"d":"5,742"},"PG03",4048482786407]
[null,2191431,"BL-E40/120-2,2/2-R1","1 Pump","CronoBloc-BL-E",{"v":4889,"d":"4,889"},"PG03",4048482786698]
[null,2191374,"BL-E40/130-3/2","1 Pump","CronoBloc-BL-E",{"v":6322,"d":"6,322"},"PG03",4048482786414]
[null,2191432,"BL-E40/130-3/2-R1","1 Pump","CronoBloc-BL-E",{"v":5734,"d":"5,734"},"PG03",4048482786704]
[null,2191375,"BL-E40/140-4/2","1 Pump","CronoBloc-BL-E",{"v":6949,"d":"6,949"},"PG03",4048482786421]
[null,2191433,"BL-E40/140-4/2-R1","1 Pump","CronoBloc-BL-E",{"v":6362,"d":"6,362"},"PG03",4048482786711]
[null,2191376,"BL-E40/160-5,5/2","1 Pump","CronoBloc-BL-E",{"v":8153,"d":"8,153"},"PG03",4048482786438]
[null,2191434,"BL-E40/160-5,5/2-R1","1 Pump","CronoBloc-BL-E",{"v":7566,"d":"7,566"},"PG03",4048482786728]
[null,2191377,"BL-E40/170-7,5/2","1 Pump","CronoBloc-BL-E",{"v":8853,"d":"8,853"},"PG03",4048482786445]
[null,2191435,"BL-E40/170-7,5/2-R1","1 Pump","CronoBloc-BL-E",{"v":8267,"d":"8,267"},"PG03",4048482786735]
[null,2191378,"BL-E40/180-7,5/2","1 Pump","CronoBloc-BL-E",{"v":9179,"d":"9,179"},"PG03",4048482786452]
[null,2191436,"BL-E40/180-7,5/2-R1","1 Pump","CronoBloc-BL-E",{"v":8591,"d":"8,591"},"PG03",4048482786742]
[null,2189953,"BL-E40/210-11/2","1 Pump","CronoBloc-BL-E",{"v":14564,"d":"14,564"},"PG03",4048482787510]
[null,2189979,"BL-E40/210-11/2-R1","1 Pump","CronoBloc-BL-E",{"v":10788,"d":"10,788"},"PG03",4048482787770]
[null,2189954,"BL-E40/220-15/2","1 Pump","CronoBloc-BL-E",{"v":15524,"d":"15,524"},"PG03",4048482787527]
[null,2189980,"BL-E40/220-15/2-R1","1 Pump","CronoBloc-BL-E",{"v":13203,"d":"13,203"},"PG03",4048482787787]
[null,2189955,"BL-E40/230-18,5/2","1 Pump","CronoBloc-BL-E",{"v":17053,"d":"17,053"},"PG03",4048482787534]
[null,2189981,"BL-E40/230-18,5/2-R1","1 Pump","CronoBloc-BL-E",{"v":16134,"d":"16,134"},"PG03",4048482787794]
[null,2189956,"BL-E40/240-22/2","1 Pump","CronoBloc-BL-E",{"v":18978,"d":"18,978"},"PG03",4048482787541]
[null,2189982,"BL-E40/240-22/2-R1","1 Pump","CronoBloc-BL-E",{"v":18390,"d":"18,390"},"PG03",4048482787800]
[null,2191379,"BL-E50/110-3/2","1 Pump","CronoBloc-BL-E",{"v":6680,"d":"6,680"},"PG03",4048482786469]
[null,2191437,"BL-E50/110-3/2-R1","1 Pump","CronoBloc-BL-E",{"v":6093,"d":"6,093"},"PG03",4048482786759]
[null,2191380,"BL-E50/120-4/2","1 Pump","CronoBloc-BL-E",{"v":7242,"d":"7,242"},"PG03",4048482786476]
[null,2191438,"BL-E50/120-4/2-R1","1 Pump","CronoBloc-BL-E",{"v":6653,"d":"6,653"},"PG03",4048482786766]
[null,2191381,"BL-E50/130-5,5/2","1 Pump","CronoBloc-BL-E",{"v":8404,"d":"8,404"},"PG03",4048482786483]
[null,2191439,"BL-E50/130-5,5/2-R1","1 Pump","CronoBloc-BL-E",{"v":7816,"d":"7,816"},"PG03",4048482786773]
[null,2191382,"BL-E50/140-7,5/2","1 Pump","CronoBloc-BL-E",{"v":9336,"d":"9,336"},"PG03",4048482786490]
[null,2191440,"BL-E50/140-7,5/2-R1","1 Pump","CronoBloc-BL-E",{"v":8748,"d":"8,748"},"PG03",4048482786780]
[null,2191383,"BL-E50/150-7,5/2","1 Pump","CronoBloc-BL-E",{"v":9819,"d":"9,819"},"PG03",4048482786506]
[null,2191441,"BL-E50/150-7,5/2-R1","1 Pump","CronoBloc-BL-E",{"v":9230,"d":"9,230"},"PG03",4048482786797]
[null,2189957,"BL-E50/170-11/2","1 Pump","CronoBloc-BL-E",{"v":14557,"d":"14,557"},"PG03",4048482787558]
[null,2189983,"BL-E50/170-11/2-R1","1 Pump","CronoBloc-BL-E",{"v":11078,"d":"11,078"},"PG03",4048482787817]
[null,2189958,"BL-E50/200-15/2","1 Pump","CronoBloc-BL-E",{"v":15571,"d":"15,571"},"PG03",4048482787565]
[null,2189984,"BL-E50/200-15/2-R1","1 Pump","CronoBloc-BL-E",{"v":13598,"d":"13,598"},"PG03",4048482787824]
[null,2189959,"BL-E50/210-18,5/2","1 Pump","CronoBloc-BL-E",{"v":16877,"d":"16,877"},"PG03",4048482787572]
[null,2189985,"BL-E50/210-18,5/2-R1","1 Pump","CronoBloc-BL-E",{"v":16287,"d":"16,287"},"PG03",4048482787831]
[null,2189960,"BL-E50/220-22/2","1 Pump","CronoBloc-BL-E",{"v":19274,"d":"19,274"},"PG03",4048482787589]
[null,2189986,"BL-E50/220-22/2-R1","1 Pump","CronoBloc-BL-E",{"v":18686,"d":"18,686"},"PG03",4048482787848]
[null,2191442,"BL-E50/270-5,5/4-R1","1 Pump","CronoBloc-BL-E",{"v":7721,"d":"7,721"},"PG03",4048482786803]
[null,2191385,"BL-E65/120-4/2","1 Pump","CronoBloc-BL-E",{"v":7356,"d":"7,356"},"PG03",4048482786520]
[null,2191443,"BL-E65/120-4/2-R1","1 Pump","CronoBloc-BL-E",{"v":6768,"d":"6,768"},"PG03",4048482786810]
[null,2191444,"BL-E65/130-5,5/2-R1","1 Pump","CronoBloc-BL-E",{"v":8068,"d":"8,068"},"PG03",4048482786827]
[null,2191387,"BL-E65/140-7,5/2","1 Pump","CronoBloc-BL-E",{"v":9905,"d":"9,905"},"PG03",4048482786544]
[null,2191445,"BL-E65/140-7,5/2-R1","1 Pump","CronoBloc-BL-E",{"v":9315,"d":"9,315"},"PG03",4048482786834]
[null,2189961,"BL-E65/160-11/2","1 Pump","CronoBloc-BL-E",{"v":14585,"d":"14,585"},"PG03",4048482787596]
[null,2189987,"BL-E65/160-11/2-R1","1 Pump","CronoBloc-BL-E",{"v":11747,"d":"11,747"},"PG03",4048482787855]
[null,2189962,"BL-E65/170-15/2","1 Pump","CronoBloc-BL-E",{"v":15558,"d":"15,558"},"PG03",4048482787602]
[null,2189988,"BL-E65/170-15/2-R1","1 Pump","CronoBloc-BL-E",{"v":13718,"d":"13,718"},"PG03",4048482787862]
[null,2189963,"BL-E65/190-18,5/2","1 Pump","CronoBloc-BL-E",{"v":16963,"d":"16,963"},"PG03",4048482787619]
[null,2189989,"BL-E65/190-18,5/2-R1","1 Pump","CronoBloc-BL-E",{"v":16375,"d":"16,375"},"PG03",4048482787879]
[null,2189964,"BL-E65/210-22/2","1 Pump","CronoBloc-BL-E",{"v":19424,"d":"19,424"},"PG03",4048482787626]
[null,2189990,"BL-E65/210-22/2-R1","1 Pump","CronoBloc-BL-E",{"v":18836,"d":"18,836"},"PG03",4048482787886]
[null,2191388,"BL-E65/240-5,5/4","1 Pump","CronoBloc-BL-E",{"v":9682,"d":"9,682"},"PG03",4048482786551]
[null,2191446,"BL-E65/240-5,5/4-R1","1 Pump","CronoBloc-BL-E",{"v":9091,"d":"9,091"},"PG03",4048482786841]
[null,2191389,"BL-E65/265-7,5/4","1 Pump","CronoBloc-BL-E",{"v":10994,"d":"10,994"},"PG03",4048482786568]
[null,2191447,"BL-E65/265-7,5/4-R1","1 Pump","CronoBloc-BL-E",{"v":10406,"d":"10,406"},"PG03",4048482786858]
[null,2189965,"BL-E80/145-11/2","1 Pump","CronoBloc-BL-E",{"v":14820,"d":"14,820"},"PG03",4048482787633]
[null,2189991,"BL-E80/145-11/2-R1","1 Pump","CronoBloc-BL-E",{"v":12022,"d":"12,022"},"PG03",4048482787893]
[null,2189966,"BL-E80/150-15/2","1 Pump","CronoBloc-BL-E",{"v":15689,"d":"15,689"},"PG03",4048482787640]
[null,2189992,"BL-E80/150-15/2-R1","1 Pump","CronoBloc-BL-E",{"v":13940,"d":"13,940"},"PG03",4048482787909]
[null,2189967,"BL-E80/160-18,5/2","1 Pump","CronoBloc-BL-E",{"v":16998,"d":"16,998"},"PG03",4048482787657]
[null,2189993,"BL-E80/160-18,5/2-R1","1 Pump","CronoBloc-BL-E",{"v":16409,"d":"16,409"},"PG03",4048482787916]
[null,2189968,"BL-E80/165-22/2","1 Pump","CronoBloc-BL-E",{"v":19597,"d":"19,597"},"PG03",4048482787664]
[null,2189994,"BL-E80/165-22/2-R1","1 Pump","CronoBloc-BL-E",{"v":19008,"d":"19,008"},"PG03",4048482787923]
[null,2191390,"BL-E80/220-5,5/4","1 Pump","CronoBloc-BL-E",{"v":10148,"d":"10,148"},"PG03",4048482786575]
[null,2191448,"BL-E80/220-5,5/4-R1","1 Pump","CronoBloc-BL-E",{"v":8793,"d":"8,793"},"PG03",4048482786865]
[null,2191391,"BL-E80/250-7,5/4","1 Pump","CronoBloc-BL-E",{"v":10821,"d":"10,821"},"PG03",4048482786582]
[null,2191449,"BL-E80/250-7,5/4-R1","1 Pump","CronoBloc-BL-E",{"v":10233,"d":"10,233"},"PG03",4048482786872]
[null,2189969,"BL-E80/270-11/4","1 Pump","CronoBloc-BL-E",{"v":16624,"d":"16,624"},"PG03",4048482787671]
[null,2189995,"BL-E80/270-11/4-R1","1 Pump","CronoBloc-BL-E",{"v":13855,"d":"13,855"},"PG03",4048482787930]
[null,2120778,"IL100/145-1,1/4-IE3","1 Pump","CronoLine-IL",{"v":2855,"d":"2,855"},"PG03",4048482216300]
[null,2120925,"IL100/145-11/2-IE3","1 Pump","CronoLine-IL",{"v":5054,"d":"5,054"},"PG03",4048482217963]
[null,2120779,"IL100/150-1,5/4-IE3","1 Pump","CronoLine-IL",{"v":3589,"d":"3,589"},"PG03",4048482216317]
[null,2120926,"IL100/150-15/2-IE3","1 Pump","CronoLine-IL",{"v":5689,"d":"5,689"},"PG03",4048482217970]
[null,2120927,"IL100/160-15/2-IE3","1 Pump","CronoLine-IL",{"v":5689,"d":"5,689"},"PG03",4048482217987]
[null,2120928,"IL100/160-18,5/2-IE3","1 Pump","CronoLine-IL",{"v":6639,"d":"6,639"},"PG03",4048482217994]
[null,2120780,"IL100/160-2,2/4-IE3","1 Pump","CronoLine-IL",{"v":3833,"d":"3,833"},"PG03",4048482216324]
[null,2120929,"IL100/165-22/2-IE3","1 Pump","CronoLine-IL",{"v":7479,"d":"7,479"},"PG03",4048482218007]
[null,2120781,"IL100/170-2,2/4-IE3","1 Pump","CronoLine-IL",{"v":3833,"d":"3,833"},"PG03",4048482216331]
[null,2120930,"IL100/170-22/2-IE3","1 Pump","CronoLine-IL",{"v":7479,"d":"7,479"},"PG03",4048482218014]
[null,2120782,"IL100/170-3/4-IE3","1 Pump","CronoLine-IL",{"v":3878,"d":"3,878"},"PG03",4048482216348]
[null,2120931,"IL100/170-30/2-IE3","1 Pump","CronoLine-IL",{"v":9137,"d":"9,137"},"PG03",4048482218021]
[null,2120932,"IL100/190-30/2-IE3","1 Pump","CronoLine-IL",{"v":9137,"d":"9,137"},"PG03",4048482218038]
[null,2120783,"IL100/200-3/4-IE3","1 Pump","CronoLine-IL",{"v":3878,"d":"3,878"},"PG03",4048482216355]
[null,2120784,"IL100/200-4/4-IE3","1 Pump","CronoLine-IL",{"v":4624,"d":"4,624"},"PG03",4048482216362]
[null,2120933,"IL100/210-30/2-IE3","1 Pump","CronoLine-IL",{"v":9137,"d":"9,137"},"PG03",4048482218045]
[null,2120934,"IL100/210-37/2-IE3","1 Pump","CronoLine-IL",{"v":11635,"d":"11,635"},"PG03",4048482218052]
[null,2120785,"IL100/220-4/4-IE3","1 Pump","CronoLine-IL",{"v":4624,"d":"4,624"},"PG03",4048482216379]
[null,2120786,"IL100/220-5,5/4-IE3","1 Pump","CronoLine-IL",{"v":5316,"d":"5,316"},"PG03",4048482216386]
[null,2120787,"IL100/250-5,5/4-IE3","1 Pump","CronoLine-IL",{"v":5316,"d":"5,316"},"PG03",4048482216393]
[null,2120788,"IL100/250-7,5/4-IE3","1 Pump","CronoLine-IL",{"v":5977,"d":"5,977"},"PG03",4048482216409]
[null,2120790,"IL100/260-11/4-IE3","1 Pump","CronoLine-IL",{"v":7158,"d":"7,158"},"PG03",4048482216423]
[null,2120789,"IL100/260-7,5/4-IE3","1 Pump","CronoLine-IL",{"v":5977,"d":"5,977"},"PG03",4048482216416]
[null,2160652,"IL100/265-5,5/4","1 Pump","CronoLine-IL",{"v":5316,"d":"5,316"},"PG03",4048482629827]
[null,2120791,"IL100/270-11/4-IE3","1 Pump","CronoLine-IL",{"v":7158,"d":"7,158"},"PG03",4048482216430]
[null,2160651,"IL100/275-7,5/4","1 Pump","CronoLine-IL",{"v":5977,"d":"5,977"},"PG03",4048482629810]
[null,2160650,"IL100/285-11/4","1 Pump","CronoLine-IL",{"v":7339,"d":"7,339"},"PG03",4048482629209]
[null,2169793,"IL100/295-11/4","1 Pump","CronoLine-IL",{"v":7339,"d":"7,339"},"PG03",4048482769165]
[null,2160649,"IL100/295-15/4","1 Pump","CronoLine-IL",{"v":8259,"d":"8,259"},"PG03",4048482629193]
[null,2169792,"IL100/305-15/4","1 Pump","CronoLine-IL",{"v":8259,"d":"8,259"},"PG03",4048482769158]
[null,2160648,"IL100/305-18,5/4","1 Pump","CronoLine-IL",{"v":8738,"d":"8,738"},"PG03",4048482629186]
[null,2169791,"IL100/315-18,5/4","1 Pump","CronoLine-IL",{"v":8738,"d":"8,738"},"PG03",4048482769141]
[null,2160647,"IL100/315-22/4","1 Pump","CronoLine-IL",{"v":9116,"d":"9,116"},"PG03",4048482629179]
[null,2160880,"IL100/350-11/4","1 Pump","CronoLine-IL",{"v":13637,"d":"13,637"},"PG03",4048482650692]
[null,2151501,"IL100/350-15/4","1 Pump","CronoLine-IL",{"v":13802,"d":"13,802"},"PG03",4048482480312]
[null,2160879,"IL100/360-15/4","1 Pump","CronoLine-IL",{"v":13578,"d":"13,578"},"PG03",4048482650685]
[null,2151500,"IL100/360-18,5/4","1 Pump","CronoLine-IL",{"v":14184,"d":"14,184"},"PG03",4048482480305]
[null,2160878,"IL100/370-18,5/4","1 Pump","CronoLine-IL",{"v":14184,"d":"14,184"},"PG03",4048482650678]
[null,2151499,"IL100/370-22/4","1 Pump","CronoLine-IL",{"v":14318,"d":"14,318"},"PG03",4048482480442]
[null,2160877,"IL100/380-22/4","1 Pump","CronoLine-IL",{"v":12010,"d":"12,010"},"PG03",4048482650661]
[null,2151498,"IL100/380-30/4","1 Pump","CronoLine-IL",{"v":14376,"d":"14,376"},"PG03",4048482482880]
[null,2160876,"IL100/390-30/4","1 Pump","CronoLine-IL",{"v":12371,"d":"12,371"},"PG03",4048482650654]
[null,2151497,"IL100/390-37/4","1 Pump","CronoLine-IL",{"v":19864,"d":"19,864"},"PG03",4048482480299]
[null,2160875,"IL100/400-37/4","1 Pump","CronoLine-IL",{"v":20270,"d":"20,270"},"PG03",4048482650630]
[null,2151496,"IL100/400-45/4","1 Pump","CronoLine-IL",{"v":20795,"d":"20,795"},"PG03",4048482480282]
[null,2120792,"IL125/145-1,5/4-IE3","1 Pump","CronoLine-IL",{"v":4176,"d":"4,176"},"PG03",4048482216447]
[null,2120935,"IL125/145-15/2-IE3","1 Pump","CronoLine-IL",{"v":7805,"d":"7,805"},"PG03",4048482218069]
[null,2120936,"IL125/150-18,5/2-IE3","1 Pump","CronoLine-IL",{"v":8527,"d":"8,527"},"PG03",4048482218076]
[null,2120793,"IL125/150-2,2/4-IE3","1 Pump","CronoLine-IL",{"v":4379,"d":"4,379"},"PG03",4048482216454]
[null,2120937,"IL125/160-22/2-IE3","1 Pump","CronoLine-IL",{"v":9462,"d":"9,462"},"PG03",4048482218083]
[null,2120794,"IL125/160-3/4-IE3","1 Pump","CronoLine-IL",{"v":4461,"d":"4,461"},"PG03",4048482216461]
[null,2120938,"IL125/165-30/2-IE3","1 Pump","CronoLine-IL",{"v":11409,"d":"11,409"},"PG03",4048482218090]
[null,2120939,"IL125/170-37/2-IE3","1 Pump","CronoLine-IL",{"v":12144,"d":"12,144"},"PG03",4048482218106]
[null,2120795,"IL125/170-4/4-IE3","1 Pump","CronoLine-IL",{"v":4733,"d":"4,733"},"PG03",4048482216478]
[null,2120796,"IL125/190-4/4-IE3","1 Pump","CronoLine-IL",{"v":4733,"d":"4,733"},"PG03",4048482216485]
[null,2120797,"IL125/210-5,5/4-IE3","1 Pump","CronoLine-IL",{"v":5429,"d":"5,429"},"PG03",4048482216492]
[null,2120798,"IL125/220-5,5/4-IE3","1 Pump","CronoLine-IL",{"v":5429,"d":"5,429"},"PG03",4048482216508]
[null,2120799,"IL125/220-7,5/4-IE3","1 Pump","CronoLine-IL",{"v":6405,"d":"6,405"},"PG03",4048482216515]
[null,2120800,"IL125/250-11/4-IE3","1 Pump","CronoLine-IL",{"v":7323,"d":"7,323"},"PG03",4048482216522]
[null,2120801,"IL125/270-11/4-IE3","1 Pump","CronoLine-IL",{"v":7323,"d":"7,323"},"PG03",4048482216539]
[null,2120802,"IL125/270-15/4-IE3","1 Pump","CronoLine-IL",{"v":8545,"d":"8,545"},"PG03",4048482216546]
[null,2120803,"IL125/300-15/4-IE3","1 Pump","CronoLine-IL",{"v":8545,"d":"8,545"},"PG03",4048482216553]
[null,2120804,"IL125/300-18,5/4-IE3","1 Pump","CronoLine-IL",{"v":9108,"d":"9,108"},"PG03",4048482216560]
[null,2120805,"IL125/320-18,5/4-IE3","1 Pump","CronoLine-IL",{"v":9108,"d":"9,108"},"PG03",4048482216577]
[null,2120806,"IL125/320-22/4-IE3","1 Pump","CronoLine-IL",{"v":9823,"d":"9,823"},"PG03",4048482216584]
[null,2120807,"IL125/340-22/4-IE3","1 Pump","CronoLine-IL",{"v":9823,"d":"9,823"},"PG03",4048482216591]
[null,2120808,"IL125/340-30/4-IE3","1 Pump","CronoLine-IL",{"v":10461,"d":"10,461"},"PG03",4048482216607]
[null,2169767,"IL125/380-30/4","1 Pump","CronoLine-IL",{"v":13139,"d":"13,139"},"PG03",4048482743639]
[null,2160655,"IL125/380-37/4","1 Pump","CronoLine-IL",{"v":19250,"d":"19,250"},"PG03",4048482629858]
[null,2169766,"IL125/390-37/4","1 Pump","CronoLine-IL",{"v":19250,"d":"19,250"},"PG03",4048482743622]
[null,2160654,"IL125/390-45/4","1 Pump","CronoLine-IL",{"v":19772,"d":"19,772"},"PG03",4048482629841]
[null,2169765,"IL125/400-45/4","1 Pump","CronoLine-IL",{"v":19772,"d":"19,772"},"PG03",4048482743462]
[null,2160653,"IL125/400-55/4","1 Pump","CronoLine-IL",{"v":21044,"d":"21,044"},"PG03",4048482629834]
[null,2120809,"IL150/190-5,5/4-IE3","1 Pump","CronoLine-IL",{"v":5494,"d":"5,494"},"PG03",4048482216614]
[null,2120810,"IL150/200-7,5/4-IE3","1 Pump","CronoLine-IL",{"v":7192,"d":"7,192"},"PG03",4048482216621]
[null,2120811,"IL150/220-11/4-IE3","1 Pump","CronoLine-IL",{"v":7552,"d":"7,552"},"PG03",4048482216638]
[null,2120812,"IL150/250-15/4-IE3","1 Pump","CronoLine-IL",{"v":8599,"d":"8,599"},"PG03",4048482216645]
[null,2120813,"IL150/260-15/4-IE3","1 Pump","CronoLine-IL",{"v":8599,"d":"8,599"},"PG03",4048482216652]
[null,2120814,"IL150/260-18,5/4-IE3","1 Pump","CronoLine-IL",{"v":9930,"d":"9,930"},"PG03",4048482216669]
[null,2120815,"IL150/270-18,5/4-IE3","1 Pump","CronoLine-IL",{"v":9930,"d":"9,930"},"PG03",4048482216676]
[null,2120816,"IL150/270-22/4-IE3","1 Pump","CronoLine-IL",{"v":10779,"d":"10,779"},"PG03",4048482216683]
[null,2142043,"IL150/305-30/4-IE3","1 Pump","CronoLine-IL",{"v":13900,"d":"13,900"},"PG03",4048482446103]
[null,2142044,"IL150/325-30/4-IE3","1 Pump","CronoLine-IL",{"v":13900,"d":"13,900"},"PG03",4048482446097]
[null,2142045,"IL150/325-37/4-IE3","1 Pump","CronoLine-IL",{"v":14681,"d":"14,681"},"PG03",4048482446066]
[null,2142046,"IL150/335-37/4-IE3","1 Pump","CronoLine-IL",{"v":14681,"d":"14,681"},"PG03",4048482446042]
[null,2142047,"IL150/335-45/4-IE3","1 Pump","CronoLine-IL",{"v":17243,"d":"17,243"},"PG03",4048482446028]
[null,2169772,"IL150/360-30/4","1 Pump","CronoLine-IL",{"v":13900,"d":"13,900"},"PG03",4048482743684]
[null,2160663,"IL150/360-37/4","1 Pump","CronoLine-IL",{"v":18655,"d":"18,655"},"PG03",4048482629933]
[null,2169771,"IL150/370-37/4","1 Pump","CronoLine-IL",{"v":18655,"d":"18,655"},"PG03",4048482743677]
[null,2160662,"IL150/370-45/4","1 Pump","CronoLine-IL",{"v":19177,"d":"19,177"},"PG03",4048482629926]
[null,2169770,"IL150/380-45/4","1 Pump","CronoLine-IL",{"v":19177,"d":"19,177"},"PG03",4048482743660]
[null,2160661,"IL150/380-55/4","1 Pump","CronoLine-IL",{"v":20868,"d":"20,868"},"PG03",4048482629919]
[null,2169769,"IL150/390-55/4","1 Pump","CronoLine-IL",{"v":20868,"d":"20,868"},"PG03",4048482743653]
[null,2160660,"IL150/390-75/4","1 Pump","CronoLine-IL",{"v":39791,"d":"39,791"},"PG03",4048482629902]
[null,2169768,"IL150/400-75/4","1 Pump","CronoLine-IL",{"v":39791,"d":"39,791"},"PG03",4048482743646]
[null,2160659,"IL150/400-90/4","1 Pump","CronoLine-IL",{"v":41429,"d":"41,429"},"PG03",4048482629896]
[null,2169709,"IL200/180-7,5/4","1 Pump","CronoLine-IL",{"v":7978,"d":"7,978"},"PG03",4048482890081]
[null,2169708,"IL200/190-11/4","1 Pump","CronoLine-IL",{"v":10726,"d":"10,726"},"PG03",4048482890074]
[null,2169707,"IL200/200-15/4","1 Pump","CronoLine-IL",{"v":10744,"d":"10,744"},"PG03",4048482889924]
[null,2120827,"IL200/230-11/4-IE3","1 Pump","CronoLine-IL",{"v":10998,"d":"10,998"},"PG03",4048482216799]
[null,2120828,"IL200/240-15/4-IE3","1 Pump","CronoLine-IL",{"v":11018,"d":"11,018"},"PG03",4048482216805]
[null,2120940,"IL200/240-7,5/6-IE3","1 Pump","CronoLine-IL",{"v":12045,"d":"12,045"},"PG03",4048482218113]
[null,2120829,"IL200/250-18,5/4-IE3","1 Pump","CronoLine-IL",{"v":11722,"d":"11,722"},"PG03",4048482216812]
[null,2120830,"IL200/260-22/4-IE3","1 Pump","CronoLine-IL",{"v":12608,"d":"12,608"},"PG03",4048482216829]
[null,2120941,"IL200/260-7,5/6-IE3","1 Pump","CronoLine-IL",{"v":11940,"d":"11,940"},"PG03",4048482218120]
[null,2120831,"IL200/265-22/4-IE3","1 Pump","CronoLine-IL",{"v":12608,"d":"12,608"},"PG03",4048482216836]
[null,2120832,"IL200/265-30/4-IE3","1 Pump","CronoLine-IL",{"v":15320,"d":"15,320"},"PG03",4048482216843]
[null,2120942,"IL200/270-11/6-IE3","1 Pump","CronoLine-IL",{"v":12427,"d":"12,427"},"PG03",4048482218137]
[null,2120833,"IL200/270-30/4-IE3","1 Pump","CronoLine-IL",{"v":15320,"d":"15,320"},"PG03",4048482216850]
[null,2142048,"IL200/300-37/4-IE3","1 Pump","CronoLine-IL",{"v":16266,"d":"16,266"},"PG03",4048482446219]
[null,2142049,"IL200/315-37/4-IE3","1 Pump","CronoLine-IL",{"v":16266,"d":"16,266"},"PG03",4048482446202]
[null,2142050,"IL200/335-37/4-IE3","1 Pump","CronoLine-IL",{"v":16266,"d":"16,266"},"PG03",4048482446189]
[null,2142051,"IL200/335-45/4-IE3","1 Pump","CronoLine-IL",{"v":18678,"d":"18,678"},"PG03",4048482446172]
[null,2142052,"IL200/345-45/4-IE3","1 Pump","CronoLine-IL",{"v":18678,"d":"18,678"},"PG03",4048482446158]
[null,2142053,"IL200/345-55/4-IE3","1 Pump","CronoLine-IL",{"v":19511,"d":"19,511"},"PG03",4048482446141]
[null,2155280,"IL200/360-37/4","1 Pump","CronoLine-IL",{"v":19912,"d":"19,912"},"PG03",4048482543833]
[null,2145051,"IL200/360-45/4","1 Pump","CronoLine-IL",{"v":21881,"d":"21,881"},"PG03",4048482473925]
[null,2155279,"IL200/370-45/4","1 Pump","CronoLine-IL",{"v":21309,"d":"21,309"},"PG03",4048482543819]
[null,2145052,"IL200/370-55/4","1 Pump","CronoLine-IL",{"v":24366,"d":"24,366"},"PG03",4048482473901]
[null,2155278,"IL200/380-55/4","1 Pump","CronoLine-IL",{"v":22025,"d":"22,025"},"PG03",4048482543796]
[null,2145053,"IL200/380-75/4","1 Pump","CronoLine-IL",{"v":41703,"d":"41,703"},"PG03",4048482473888]
[null,2155277,"IL200/390-75/4","1 Pump","CronoLine-IL",{"v":42848,"d":"42,848"},"PG03",4048482543772]
[null,2145054,"IL200/390-90/4","1 Pump","CronoLine-IL",{"v":44487,"d":"44,487"},"PG03",4048482473871]
[null,2145055,"IL200/400-110/4","1 Pump","CronoLine-IL",{"v":59577,"d":"59,577"},"PG03",4048482405384]
[null,2155276,"IL200/400-90/4","1 Pump","CronoLine-IL",{"v":44006,"d":"44,006"},"PG03",4048482543758]
[null,2151795,"IL250/365-75/4-IE3","1 Pump","CronoLine-IL",{"v":52298,"d":"52,298"},"PG03",4048482474526]
[null,2151794,"IL250/375-75/4-IE3","1 Pump","CronoLine-IL",{"v":52092,"d":"52,092"},"PG03",4048482474519]
[null,2151793,"IL250/385-75/4-IE3","1 Pump","CronoLine-IL",{"v":52053,"d":"52,053"},"PG03",4048482474502]
[null,2151792,"IL250/385-90/4-IE3","1 Pump","CronoLine-IL",{"v":53611,"d":"53,611"},"PG03",4048482474496]
[null,2151790,"IL250/395-110/4-IE3","1 Pump","CronoLine-IL",{"v":66276,"d":"66,276"},"PG03",4048482474472]
[null,2151791,"IL250/395-90/4-IE3","1 Pump","CronoLine-IL",{"v":53742,"d":"53,742"},"PG03",4048482474489]
[null,2151788,"IL250/405-110/4-IE3","1 Pump","CronoLine-IL",{"v":68057,"d":"68,057"},"PG03",4048482474458]
[null,2151789,"IL250/405-90/4-IE3","1 Pump","CronoLine-IL",{"v":53760,"d":"53,760"},"PG03",4048482474465]
[null,2151787,"IL250/415-110/4-IE3","1 Pump","CronoLine-IL",{"v":65684,"d":"65,684"},"PG03",4048482474441]
[null,2151786,"IL250/415-132/4-IE3","1 Pump","CronoLine-IL",{"v":67709,"d":"67,709"},"PG03",4048482474434]
[null,2151785,"IL250/425-110/4-IE3","1 Pump","CronoLine-IL",{"v":66184,"d":"66,184"},"PG03",4048482474427]
[null,2151784,"IL250/425-132/4-IE3","1 Pump","CronoLine-IL",{"v":68207,"d":"68,207"},"PG03",4048482474410]
[null,2151783,"IL250/435-132/4-IE3","1 Pump","CronoLine-IL",{"v":68053,"d":"68,053"},"PG03",4048482474403]
[null,2151782,"IL250/435-160/4-IE3","1 Pump","CronoLine-IL",{"v":69892,"d":"69,892"},"PG03",4048482474397]
[null,2151781,"IL250/445-132/4-IE3","1 Pump","CronoLine-IL",{"v":67927,"d":"67,927"},"PG03",4048482474380]
[null,2151780,"IL250/445-160/4-IE3","1 Pump","CronoLine-IL",{"v":69764,"d":"69,764"},"PG03",4048482474304]
[null,2120856,"IL250/460-132/4-IE3","1 Pump","CronoLine-IL",{"v":74242,"d":"74,242"},"PG03",4048482217086]
[null,2120857,"IL250/460-160/4-IE3","1 Pump","CronoLine-IL",{"v":76080,"d":"76,080"},"PG03",4048482217093]
[null,2120858,"IL250/470-160/4-IE3","1 Pump","CronoLine-IL",{"v":76162,"d":"76,162"},"PG03",4048482217109]
[null,2120859,"IL250/470-200/4-IE3","1 Pump","CronoLine-IL",{"v":82667,"d":"82,667"},"PG03",4048482217116]
[null,2120860,"IL250/480-160/4-IE3","1 Pump","CronoLine-IL",{"v":76082,"d":"76,082"},"PG03",4048482217123]
[null,2120861,"IL250/480-200/4-IE3","1 Pump","CronoLine-IL",{"v":82493,"d":"82,493"},"PG03",4048482217130]
[null,2063574,"IL32/140-0,25/4","1 Pump","CronoLine-IL",{"v":2131,"d":"2,131"},"PG03",4016322847977]
[null,2120862,"IL32/140-1,5/2-IE3","1 Pump","CronoLine-IL",{"v":2310,"d":"2,310"},"PG03",4048482217147]
[null,2088307,"IL32/150-0,37/4","1 Pump","CronoLine-IL",{"v":2148,"d":"2,148"},"PG03",4016322979265]
[null,2120863,"IL32/150-2,2/2-IE3","1 Pump","CronoLine-IL",{"v":2368,"d":"2,368"},"PG03",4048482217154]
[null,2120864,"IL32/160-2,2/2-IE3","1 Pump","CronoLine-IL",{"v":2366,"d":"2,366"},"PG03",4048482217161]
[null,2120865,"IL32/160-3/2-IE3","1 Pump","CronoLine-IL",{"v":2531,"d":"2,531"},"PG03",4048482217178]
[null,2088306,"IL32/170-0,55/4","1 Pump","CronoLine-IL",{"v":2396,"d":"2,396"},"PG03",4016322979258]
[null,2120866,"IL32/170-3/2-IE3","1 Pump","CronoLine-IL",{"v":2528,"d":"2,528"},"PG03",4048482217185]
[null,2120867,"IL32/170-4/2-IE3","1 Pump","CronoLine-IL",{"v":2695,"d":"2,695"},"PG03",4048482217192]
[null,2088320,"IL40/140-0,25/4","1 Pump","CronoLine-IL",{"v":2124,"d":"2,124"},"PG03",4016322979395]
[null,2120868,"IL40/140-2,2/2-IE3","1 Pump","CronoLine-IL",{"v":2359,"d":"2,359"},"PG03",4048482217208]
[null,2088318,"IL40/150-0,37/4","1 Pump","CronoLine-IL",{"v":2150,"d":"2,150"},"PG03",4016322979371]
[null,2120869,"IL40/150-3/2-IE3","1 Pump","CronoLine-IL",{"v":2532,"d":"2,532"},"PG03",4048482217215]
[null,2088316,"IL40/160-0,55/4","1 Pump","CronoLine-IL",{"v":2405,"d":"2,405"},"PG03",4016322979357]
[null,2120870,"IL40/160-4/2-IE3","1 Pump","CronoLine-IL",{"v":2705,"d":"2,705"},"PG03",4048482217222]
[null,2120750,"IL40/170-0,75/4-IE3","1 Pump","CronoLine-IL",{"v":2697,"d":"2,697"},"PG03",4048482215921]
[null,2120871,"IL40/170-5,5/2-IE3","1 Pump","CronoLine-IL",{"v":3420,"d":"3,420"},"PG03",4048482217239]
[null,2120872,"IL40/200-7,5/2-IE3","1 Pump","CronoLine-IL",{"v":3660,"d":"3,660"},"PG03",4048482217437]
[null,2120751,"IL40/210-1,1/4-IE3","1 Pump","CronoLine-IL",{"v":2613,"d":"2,613"},"PG03",4048482215938]
[null,2120752,"IL40/220-1,5/4-IE3","1 Pump","CronoLine-IL",{"v":2657,"d":"2,657"},"PG03",4048482215945]
[null,2120873,"IL40/220-11/2-IE3","1 Pump","CronoLine-IL",{"v":4636,"d":"4,636"},"PG03",4048482217444]
[null,2120874,"IL50/110-1,5/2-IE3","1 Pump","CronoLine-IL",{"v":2299,"d":"2,299"},"PG03",4048482217451]
[null,2120875,"IL50/120-2,2/2-IE3","1 Pump","CronoLine-IL",{"v":2379,"d":"2,379"},"PG03",4048482217468]
[null,2120876,"IL50/130-3/2-IE3","1 Pump","CronoLine-IL",{"v":2618,"d":"2,618"},"PG03",4048482217475]
[null,2120877,"IL50/140-3/2-IE3","1 Pump","CronoLine-IL",{"v":2587,"d":"2,587"},"PG03",4048482217482]
[null,2120878,"IL50/140-4/2-IE3","1 Pump","CronoLine-IL",{"v":2760,"d":"2,760"},"PG03",4048482217499]
[null,2120753,"IL50/160-0,75/4-IE3","1 Pump","CronoLine-IL",{"v":2675,"d":"2,675"},"PG03",4048482215952]
[null,2120879,"IL50/160-5,5/2-IE3","1 Pump","CronoLine-IL",{"v":3496,"d":"3,496"},"PG03",4048482217505]
[null,2120754,"IL50/170-1,1/4-IE3","1 Pump","CronoLine-IL",{"v":2291,"d":"2,291"},"PG03",4048482215969]
[null,2120880,"IL50/170-5,5/2-IE3","1 Pump","CronoLine-IL",{"v":3424,"d":"3,424"},"PG03",4048482217512]
[null,2120881,"IL50/170-7,5/2-IE3","1 Pump","CronoLine-IL",{"v":3576,"d":"3,576"},"PG03",4048482217529]
[null,2120882,"IL50/180-7,5/2-IE3","1 Pump","CronoLine-IL",{"v":3801,"d":"3,801"},"PG03",4048482217536]
[null,2120755,"IL50/200-1,5/4-IE3","1 Pump","CronoLine-IL",{"v":2777,"d":"2,777"},"PG03",4048482215976]
[null,2120883,"IL50/210-11/2-IE3","1 Pump","CronoLine-IL",{"v":4741,"d":"4,741"},"PG03",4048482217543]
[null,2120884,"IL50/220-11/2-IE3","1 Pump","CronoLine-IL",{"v":4750,"d":"4,750"},"PG03",4048482217550]
[null,2120885,"IL50/220-15/2-IE3","1 Pump","CronoLine-IL",{"v":4932,"d":"4,932"},"PG03",4048482217567]
[null,2120756,"IL50/220-2,2/4-IE3","1 Pump","CronoLine-IL",{"v":3078,"d":"3,078"},"PG03",4048482215983]
[null,2120886,"IL50/250-18,5/2-IE3","1 Pump","CronoLine-IL",{"v":5926,"d":"5,926"},"PG03",4048482217574]
[null,2120887,"IL50/250-22/2-IE3","1 Pump","CronoLine-IL",{"v":6838,"d":"6,838"},"PG03",4048482217581]
[null,2120757,"IL50/260-3/4-IE3","1 Pump","CronoLine-IL",{"v":3390,"d":"3,390"},"PG03",4048482215990]
[null,2120888,"IL50/270-22/2-IE3","1 Pump","CronoLine-IL",{"v":6838,"d":"6,838"},"PG03",4048482217598]
[null,2120758,"IL50/270-3/4-IE3","1 Pump","CronoLine-IL",{"v":3388,"d":"3,388"},"PG03",4048482216003]
[null,2120889,"IL50/270-30/2-IE3","1 Pump","CronoLine-IL",{"v":7300,"d":"7,300"},"PG03",4048482217604]
[null,2120759,"IL50/270-4/4-IE3","1 Pump","CronoLine-IL",{"v":3494,"d":"3,494"},"PG03",4048482216119]
[null,2120890,"IL65/110-3/2-IE3","1 Pump","CronoLine-IL",{"v":2707,"d":"2,707"},"PG03",4048482217611]
[null,2139459,"IL65/120-0,55/4","1 Pump","CronoLine-IL",{"v":2423,"d":"2,423"},"PG03",4048482382135]
[null,2120891,"IL65/120-3/2-IE3","1 Pump","CronoLine-IL",{"v":2695,"d":"2,695"},"PG03",4048482217628]
[null,2120892,"IL65/120-4/2-IE3","1 Pump","CronoLine-IL",{"v":2860,"d":"2,860"},"PG03",4048482217635]
[null,2142041,"IL65/130-0,75/4-IE3","1 Pump","CronoLine-IL",{"v":2716,"d":"2,716"},"PG03",4048482446011]
[null,2120893,"IL65/130-4/2-IE3","1 Pump","CronoLine-IL",{"v":2844,"d":"2,844"},"PG03",4048482217642]
[null,2120894,"IL65/130-5,5/2-IE3","1 Pump","CronoLine-IL",{"v":3311,"d":"3,311"},"PG03",4048482217659]
[null,2142042,"IL65/140-1,1/4-IE3","1 Pump","CronoLine-IL",{"v":2360,"d":"2,360"},"PG03",4048482445984]
[null,2120895,"IL65/140-5,5/2-IE3","1 Pump","CronoLine-IL",{"v":3286,"d":"3,286"},"PG03",4048482217666]
[null,2120896,"IL65/140-7,5/2-IE3","1 Pump","CronoLine-IL",{"v":3439,"d":"3,439"},"PG03",4048482217673]
[null,2120760,"IL65/150-0,75/4-IE3","1 Pump","CronoLine-IL",{"v":3113,"d":"3,113"},"PG03",4048482216126]
[null,2120897,"IL65/150-5,5/2-IE3","1 Pump","CronoLine-IL",{"v":3865,"d":"3,865"},"PG03",4048482217680]
[null,2120761,"IL65/160-1,1/4-IE3","1 Pump","CronoLine-IL",{"v":2771,"d":"2,771"},"PG03",4048482216133]
[null,2120898,"IL65/160-5,5/2-IE3","1 Pump","CronoLine-IL",{"v":3866,"d":"3,866"},"PG03",4048482217697]
[null,2120899,"IL65/160-7,5/2-IE3","1 Pump","CronoLine-IL",{"v":4020,"d":"4,020"},"PG03",4048482217703]
[null,2120762,"IL65/170-1,1/4-IE3","1 Pump","CronoLine-IL",{"v":2790,"d":"2,790"},"PG03",4048482216140]
[null,2120763,"IL65/170-1,5/4-IE3","1 Pump","CronoLine-IL",{"v":2812,"d":"2,812"},"PG03",4048482216157]
[null,2120900,"IL65/170-11/2-IE3","1 Pump","CronoLine-IL",{"v":4921,"d":"4,921"},"PG03",4048482217710]
[null,2120901,"IL65/200-11/2-IE3","1 Pump","CronoLine-IL",{"v":4841,"d":"4,841"},"PG03",4048482217727]
[null,2120902,"IL65/200-15/2-IE3","1 Pump","CronoLine-IL",{"v":5173,"d":"5,173"},"PG03",4048482217734]
[null,2120903,"IL65/210-15/2-IE3","1 Pump","CronoLine-IL",{"v":5173,"d":"5,173"},"PG03",4048482217741]
[null,2120904,"IL65/210-18,5/2-IE3","1 Pump","CronoLine-IL",{"v":6159,"d":"6,159"},"PG03",4048482217758]
[null,2120764,"IL65/210-2,2/4-IE3","1 Pump","CronoLine-IL",{"v":3060,"d":"3,060"},"PG03",4048482216164]
[null,2120905,"IL65/220-18,5/2-IE3","1 Pump","CronoLine-IL",{"v":6159,"d":"6,159"},"PG03",4048482217765]
[null,2120765,"IL65/220-2,2/4-IE3","1 Pump","CronoLine-IL",{"v":3047,"d":"3,047"},"PG03",4048482216171]
[null,2120906,"IL65/220-22/2-IE3","1 Pump","CronoLine-IL",{"v":6938,"d":"6,938"},"PG03",4048482217772]
[null,2120766,"IL65/220-3/4-IE3","1 Pump","CronoLine-IL",{"v":3145,"d":"3,145"},"PG03",4048482216188]
[null,2120907,"IL65/240-30/2-IE3","1 Pump","CronoLine-IL",{"v":8146,"d":"8,146"},"PG03",4048482217789]
[null,2120767,"IL65/250-3/4-IE3","1 Pump","CronoLine-IL",{"v":3409,"d":"3,409"},"PG03",4048482216195]
[null,2120768,"IL65/250-4/4-IE3","1 Pump","CronoLine-IL",{"v":3544,"d":"3,544"},"PG03",4048482216201]
[null,2120908,"IL65/260-30/2-IE3","1 Pump","CronoLine-IL",{"v":8146,"d":"8,146"},"PG03",4048482217796]
[null,2120909,"IL65/260-37/2-IE3","1 Pump","CronoLine-IL",{"v":9657,"d":"9,657"},"PG03",4048482217802]
[null,2120769,"IL65/270-4/4-IE3","1 Pump","CronoLine-IL",{"v":3539,"d":"3,539"},"PG03",4048482216218]
[null,2120770,"IL65/270-5,5/4-IE3","1 Pump","CronoLine-IL",{"v":4101,"d":"4,101"},"PG03",4048482216225]
[null,2120910,"IL80/110-3/2-IE3","1 Pump","CronoLine-IL",{"v":2711,"d":"2,711"},"PG03",4048482217819]
[null,2120911,"IL80/120-4/2-IE3","1 Pump","CronoLine-IL",{"v":2870,"d":"2,870"},"PG03",4048482217826]
[null,2120912,"IL80/130-5,5/2-IE3","1 Pump","CronoLine-IL",{"v":3345,"d":"3,345"},"PG03",4048482217833]
[null,2120913,"IL80/140-7,5/2-IE3","1 Pump","CronoLine-IL",{"v":3501,"d":"3,501"},"PG03",4048482217840]
[null,2120771,"IL80/145-1,1/4-IE3","1 Pump","CronoLine-IL",{"v":2881,"d":"2,881"},"PG03",4048482216232]
[null,2120772,"IL80/150-1,1/4-IE3","1 Pump","CronoLine-IL",{"v":2882,"d":"2,882"},"PG03",4048482216249]
[null,2120914,"IL80/150-7,5/2-IE3","1 Pump","CronoLine-IL",{"v":4154,"d":"4,154"},"PG03",4048482217857]
[null,2120773,"IL80/160-1,5/4-IE3","1 Pump","CronoLine-IL",{"v":2912,"d":"2,912"},"PG03",4048482216256]
[null,2120915,"IL80/160-11/2-IE3","1 Pump","CronoLine-IL",{"v":5054,"d":"5,054"},"PG03",4048482217864]
[null,2120916,"IL80/170-11/2-IE3","1 Pump","CronoLine-IL",{"v":5055,"d":"5,055"},"PG03",4048482217871]
[null,2120917,"IL80/170-15/2-IE3","1 Pump","CronoLine-IL",{"v":5238,"d":"5,238"},"PG03",4048482217888]
[null,2120774,"IL80/170-2,2/4-IE3","1 Pump","CronoLine-IL",{"v":3097,"d":"3,097"},"PG03",4048482216263]
[null,2120918,"IL80/190-15/2-IE3","1 Pump","CronoLine-IL",{"v":5202,"d":"5,202"},"PG03",4048482217895]
[null,2120919,"IL80/190-18,5/2-IE3","1 Pump","CronoLine-IL",{"v":6314,"d":"6,314"},"PG03",4048482217901]
[null,2120920,"IL80/200-18,5/2-IE3","1 Pump","CronoLine-IL",{"v":6314,"d":"6,314"},"PG03",4048482217918]
[null,2120921,"IL80/200-22/2-IE3","1 Pump","CronoLine-IL",{"v":7052,"d":"7,052"},"PG03",4048482217925]
[null,2120775,"IL80/210-3/4-IE3","1 Pump","CronoLine-IL",{"v":3171,"d":"3,171"},"PG03",4048482216270]
[null,2120922,"IL80/210-30/2-IE3","1 Pump","CronoLine-IL",{"v":8318,"d":"8,318"},"PG03",4048482217932]
[null,2120923,"IL80/220-22/2-IE3","1 Pump","CronoLine-IL",{"v":7052,"d":"7,052"},"PG03",4048482217949]
[null,2120924,"IL80/220-30/2-IE3","1 Pump","CronoLine-IL",{"v":8318,"d":"8,318"},"PG03",4048482217956]
[null,2120776,"IL80/220-4/4-IE3","1 Pump","CronoLine-IL",{"v":3550,"d":"3,550"},"PG03",4048482216287]
[null,2120777,"IL80/270-5,5/4-IE3","1 Pump","CronoLine-IL",{"v":4112,"d":"4,112"},"PG03",4048482216294]
[null,2157053,"IL80/285-5,5/4","1 Pump","CronoLine-IL",{"v":3890,"d":"3,890"},"PG03",4048482690056]
[null,2157052,"IL80/295-5,5/4","1 Pump","CronoLine-IL",{"v":3890,"d":"3,890"},"PG03",4048482690049]
[null,2169789,"IL80/295-7,5/4","1 Pump","CronoLine-IL",{"v":4484,"d":"4,484"},"PG03",4048482769196]
[null,2157049,"IL80/305-11/4","1 Pump","CronoLine-IL",{"v":5662,"d":"5,662"},"PG03",4048482690018]
[null,2157051,"IL80/305-7,5/4","1 Pump","CronoLine-IL",{"v":4484,"d":"4,484"},"PG03",4048482690032]
[null,2157050,"IL80/315-11/4","1 Pump","CronoLine-IL",{"v":5662,"d":"5,662"},"PG03",4048482690025]
[null,2157048,"IL80/315-15/4","1 Pump","CronoLine-IL",{"v":7037,"d":"7,037"},"PG03",4048482690001]
[null,2120969,"DL100/145-1,1/4-IE3","1 Pump","CronoTwin-DL",{"v":6018,"d":"6,018"},"PG03",4048482218809]
[null,2121062,"DL100/145-11/2-IE3","1 Pump","CronoTwin-DL",{"v":10265,"d":"10,265"},"PG03",4048482221151]
[null,2120970,"DL100/150-1,5/4-IE3","1 Pump","CronoTwin-DL",{"v":7228,"d":"7,228"},"PG03",4048482219011]
[null,2121063,"DL100/150-15/2-IE3","1 Pump","CronoTwin-DL",{"v":10578,"d":"10,578"},"PG03",4048482221168]
[null,2121064,"DL100/160-15/2-IE3","1 Pump","CronoTwin-DL",{"v":10578,"d":"10,578"},"PG03",4048482221175]
[null,2121065,"DL100/160-18,5/2-IE3","1 Pump","CronoTwin-DL",{"v":11089,"d":"11,089"},"PG03",4048482221182]
[null,2120971,"DL100/160-2,2/4-IE3","1 Pump","CronoTwin-DL",{"v":7724,"d":"7,724"},"PG03",4048482219028]
[null,2121066,"DL100/165-22/2-IE3","1 Pump","CronoTwin-DL",{"v":14879,"d":"14,879"},"PG03",4048482221199]
[null,2120972,"DL100/170-3/4-IE3","1 Pump","CronoTwin-DL",{"v":7807,"d":"7,807"},"PG03",4048482219035]
[null,2121067,"DL100/170-30/2-IE3","1 Pump","CronoTwin-DL",{"v":17534,"d":"17,534"},"PG03",4048482221205]
[null,2121068,"DL100/190-30/2-IE3","1 Pump","CronoTwin-DL",{"v":18206,"d":"18,206"},"PG03",4048482221212]
[null,2120973,"DL100/200-3/4-IE3","1 Pump","CronoTwin-DL",{"v":8321,"d":"8,321"},"PG03",4048482219042]
[null,2120974,"DL100/200-4/4-IE3","1 Pump","CronoTwin-DL",{"v":8545,"d":"8,545"},"PG03",4048482219059]
[null,2121069,"DL100/210-30/2-IE3","1 Pump","CronoTwin-DL",{"v":18206,"d":"18,206"},"PG03",4048482221229]
[null,2121070,"DL100/210-37/2-IE3","1 Pump","CronoTwin-DL",{"v":23241,"d":"23,241"},"PG03",4048482221236]
[null,2120975,"DL100/220-5,5/4-IE3","1 Pump","CronoTwin-DL",{"v":9628,"d":"9,628"},"PG03",4048482219066]
[null,2120976,"DL100/250-5,5/4-IE3","1 Pump","CronoTwin-DL",{"v":10829,"d":"10,829"},"PG03",4048482219073]
[null,2120977,"DL100/250-7,5/4-IE3","1 Pump","CronoTwin-DL",{"v":11990,"d":"11,990"},"PG03",4048482219080]
[null,2120978,"DL100/260-11/4-IE3","1 Pump","CronoTwin-DL",{"v":12346,"d":"12,346"},"PG03",4048482219103]
[null,2120979,"DL100/270-11/4-IE3","1 Pump","CronoTwin-DL",{"v":14307,"d":"14,307"},"PG03",4048482219110]
[null,2120980,"DL125/190-4/4-IE3","1 Pump","CronoTwin-DL",{"v":9521,"d":"9,521"},"PG03",4048482219127]
[null,2120981,"DL125/210-5,5/4-IE3","1 Pump","CronoTwin-DL",{"v":11083,"d":"11,083"},"PG03",4048482219134]
[null,2120982,"DL125/220-5,5/4-IE3","1 Pump","CronoTwin-DL",{"v":11571,"d":"11,571"},"PG03",4048482219141]
[null,2120983,"DL125/220-7,5/4-IE3","1 Pump","CronoTwin-DL",{"v":12843,"d":"12,843"},"PG03",4048482219158]
[null,2120984,"DL125/250-11/4-IE3","1 Pump","CronoTwin-DL",{"v":14911,"d":"14,911"},"PG03",4048482219165]
[null,2120985,"DL125/270-11/4-IE3","1 Pump","CronoTwin-DL",{"v":15332,"d":"15,332"},"PG03",4048482219172]
[null,2120986,"DL125/270-15/4-IE3","1 Pump","CronoTwin-DL",{"v":18054,"d":"18,054"},"PG03",4048482219189]
[null,2120987,"DL125/300-18,5/4-IE3","1 Pump","CronoTwin-DL",{"v":18231,"d":"18,231"},"PG03",4048482219196]
[null,2120988,"DL125/320-18,5/4-IE3","1 Pump","CronoTwin-DL",{"v":18231,"d":"18,231"},"PG03",4048482219202]
[null,2120989,"DL125/320-22/4-IE3","1 Pump","CronoTwin-DL",{"v":19587,"d":"19,587"},"PG03",4048482219516]
[null,2120990,"DL125/340-30/4-IE3","1 Pump","CronoTwin-DL",{"v":20874,"d":"20,874"},"PG03",4048482219523]
[null,2120991,"DL150/190-5,5/4-IE3","1 Pump","CronoTwin-DL",{"v":12825,"d":"12,825"},"PG03",4048482219530]
[null,2120992,"DL150/200-7,5/4-IE3","1 Pump","CronoTwin-DL",{"v":14422,"d":"14,422"},"PG03",4048482219547]
[null,2120993,"DL150/220-11/4-IE3","1 Pump","CronoTwin-DL",{"v":15108,"d":"15,108"},"PG03",4048482219554]
[null,2120994,"DL150/250-15/4-IE3","1 Pump","CronoTwin-DL",{"v":17535,"d":"17,535"},"PG03",4048482219561]
[null,2120995,"DL150/260-15/4-IE3","1 Pump","CronoTwin-DL",{"v":18581,"d":"18,581"},"PG03",4048482219578]
[null,2120996,"DL150/260-18,5/4-IE3","1 Pump","CronoTwin-DL",{"v":20260,"d":"20,260"},"PG03",4048482219585]
[null,2120997,"DL150/270-18,5/4-IE3","1 Pump","CronoTwin-DL",{"v":20260,"d":"20,260"},"PG03",4048482219592]
[null,2120998,"DL150/270-22/4-IE3","1 Pump","CronoTwin-DL",{"v":21511,"d":"21,511"},"PG03",4048482219677]
[null,2151765,"DL150/305-30/4-IE3","1 Pump","CronoTwin-DL",{"v":27800,"d":"27,800"},"PG03",4048482474588]
[null,2151764,"DL150/325-30/4-IE3","1 Pump","CronoTwin-DL",{"v":27800,"d":"27,800"},"PG03",4048482474571]
[null,2151763,"DL150/325-37/4-IE3","1 Pump","CronoTwin-DL",{"v":29371,"d":"29,371"},"PG03",4048482474564]
[null,2151762,"DL150/335-37/4-IE3","1 Pump","CronoTwin-DL",{"v":29371,"d":"29,371"},"PG03",4048482474557]
[null,2151761,"DL150/335-45/4-IE3","1 Pump","CronoTwin-DL",{"v":34510,"d":"34,510"},"PG03",4048482474533]
[null,2121003,"DL200/240-15/4-IE3","1 Pump","CronoTwin-DL",{"v":24502,"d":"24,502"},"PG03",4048482219820]
[null,2121004,"DL200/250-18,5/4-IE3","1 Pump","CronoTwin-DL",{"v":25697,"d":"25,697"},"PG03",4048482219837]
[null,2121005,"DL200/260-22/4-IE3","1 Pump","CronoTwin-DL",{"v":27699,"d":"27,699"},"PG03",4048482219844]
[null,2121006,"DL200/270-30/4-IE3","1 Pump","CronoTwin-DL",{"v":29706,"d":"29,706"},"PG03",4048482219851]
[null,2142056,"DL200/300-37/4-IE3","1 Pump","CronoTwin-DL",{"v":31736,"d":"31,736"},"PG03",4048482447636]
[null,2142057,"DL200/315-37/4-IE3","1 Pump","CronoTwin-DL",{"v":31736,"d":"31,736"},"PG03",4048482447629]
[null,2142058,"DL200/335-37/4-IE3","1 Pump","CronoTwin-DL",{"v":31736,"d":"31,736"},"PG03",4048482447612]
[null,2142059,"DL200/335-45/4-IE3","1 Pump","CronoTwin-DL",{"v":35336,"d":"35,336"},"PG03",4048482447605]
[null,2142060,"DL200/345-45/4-IE3","1 Pump","CronoTwin-DL",{"v":35336,"d":"35,336"},"PG03",4048482447599]
[null,2142061,"DL200/345-55/4-IE3","1 Pump","CronoTwin-DL",{"v":40819,"d":"40,819"},"PG03",4048482447582]
[null,2089227,"DL32/140-0,25/4","1 Pump","CronoTwin-DL",{"v":4497,"d":"4,497"},"PG03",4016322986881]
[null,2121010,"DL32/140-1,5/2-IE3","1 Pump","CronoTwin-DL",{"v":4719,"d":"4,719"},"PG03",4048482219905]
[null,2089226,"DL32/150-0,37/4","1 Pump","CronoTwin-DL",{"v":4529,"d":"4,529"},"PG03",4016322986874]
[null,2121011,"DL32/150-2,2/2-IE3","1 Pump","CronoTwin-DL",{"v":4825,"d":"4,825"},"PG03",4048482219912]
[null,2121012,"DL32/160-2,2/2-IE3","1 Pump","CronoTwin-DL",{"v":4819,"d":"4,819"},"PG03",4048482219929]
[null,2121013,"DL32/160-3/2-IE3","1 Pump","CronoTwin-DL",{"v":5142,"d":"5,142"},"PG03",4048482219936]
[null,2063734,"DL32/170-0,55/4","1 Pump","CronoTwin-DL",{"v":4941,"d":"4,941"},"PG03",4016322848936]
[null,2121014,"DL32/170-3/2-IE3","1 Pump","CronoTwin-DL",{"v":5134,"d":"5,134"},"PG03",4048482219943]
[null,2121015,"DL32/170-4/2-IE3","1 Pump","CronoTwin-DL",{"v":5467,"d":"5,467"},"PG03",4048482219950]
[null,2089239,"DL40/140-0,25/4","1 Pump","CronoTwin-DL",{"v":4490,"d":"4,490"},"PG03",4016322987000]
[null,2121016,"DL40/140-2,2/2-IE3","1 Pump","CronoTwin-DL",{"v":4822,"d":"4,822"},"PG03",4048482219967]
[null,2089238,"DL40/150-0,37/4","1 Pump","CronoTwin-DL",{"v":4541,"d":"4,541"},"PG03",4016322986997]
[null,2121017,"DL40/150-3/2-IE3","1 Pump","CronoTwin-DL",{"v":5156,"d":"5,156"},"PG03",4048482219974]
[null,2089237,"DL40/160-0,55/4","1 Pump","CronoTwin-DL",{"v":4922,"d":"4,922"},"PG03",4016322986980]
[null,2121018,"DL40/160-4/2-IE3","1 Pump","CronoTwin-DL",{"v":5497,"d":"5,497"},"PG03",4048482219981]
[null,2120943,"DL40/170-0,75/4-IE3","1 Pump","CronoTwin-DL",{"v":5510,"d":"5,510"},"PG03",4048482218144]
[null,2121019,"DL40/170-5,5/2-IE3","1 Pump","CronoTwin-DL",{"v":7012,"d":"7,012"},"PG03",4048482219998]
[null,2121020,"DL40/200-7,5/2-IE3","1 Pump","CronoTwin-DL",{"v":6850,"d":"6,850"},"PG03",4048482220000]
[null,2120944,"DL40/210-1,1/4-IE3","1 Pump","CronoTwin-DL",{"v":4619,"d":"4,619"},"PG03",4048482218151]
[null,2120945,"DL40/220-1,5/4-IE3","1 Pump","CronoTwin-DL",{"v":4708,"d":"4,708"},"PG03",4048482218168]
[null,2121021,"DL40/220-11/2-IE3","1 Pump","CronoTwin-DL",{"v":8781,"d":"8,781"},"PG03",4048482220017]
[null,2121022,"DL50/110-1,5/2-IE3","1 Pump","CronoTwin-DL",{"v":4606,"d":"4,606"},"PG03",4048482220024]
[null,2121023,"DL50/120-2,2/2-IE3","1 Pump","CronoTwin-DL",{"v":4751,"d":"4,751"},"PG03",4048482220031]
[null,2121024,"DL50/130-3/2-IE3","1 Pump","CronoTwin-DL",{"v":5219,"d":"5,219"},"PG03",4048482220048]
[null,2121025,"DL50/140-3/2-IE3","1 Pump","CronoTwin-DL",{"v":5156,"d":"5,156"},"PG03",4048482220055]
[null,2121026,"DL50/140-4/2-IE3","1 Pump","CronoTwin-DL",{"v":5497,"d":"5,497"},"PG03",4048482220062]
[null,2089253,"DL50/150-0,55/4","1 Pump","CronoTwin-DL",{"v":4701,"d":"4,701"},"PG03",4016322987154]
[null,2120946,"DL50/160-0,75/4-IE3","1 Pump","CronoTwin-DL",{"v":5278,"d":"5,278"},"PG03",4048482218175]
[null,2121027,"DL50/160-5,5/2-IE3","1 Pump","CronoTwin-DL",{"v":6976,"d":"6,976"},"PG03",4048482220697]
[null,2120947,"DL50/170-1,1/4-IE3","1 Pump","CronoTwin-DL",{"v":4512,"d":"4,512"},"PG03",4048482218182]
[null,2121028,"DL50/170-5,5/2-IE3","1 Pump","CronoTwin-DL",{"v":7085,"d":"7,085"},"PG03",4048482220703]
[null,2121029,"DL50/170-7,5/2-IE3","1 Pump","CronoTwin-DL",{"v":7134,"d":"7,134"},"PG03",4048482220819]
[null,2121030,"DL50/180-7,5/2-IE3","1 Pump","CronoTwin-DL",{"v":7556,"d":"7,556"},"PG03",4048482220826]
[null,2120948,"DL50/200-1,5/4-IE3","1 Pump","CronoTwin-DL",{"v":5260,"d":"5,260"},"PG03",4048482218199]
[null,2121031,"DL50/210-11/2-IE3","1 Pump","CronoTwin-DL",{"v":9311,"d":"9,311"},"PG03",4048482220833]
[null,2121032,"DL50/220-11/2-IE3","1 Pump","CronoTwin-DL",{"v":9579,"d":"9,579"},"PG03",4048482220840]
[null,2121033,"DL50/220-15/2-IE3","1 Pump","CronoTwin-DL",{"v":9698,"d":"9,698"},"PG03",4048482220857]
[null,2120949,"DL50/220-2,2/4-IE3","1 Pump","CronoTwin-DL",{"v":5795,"d":"5,795"},"PG03",4048482218205]
[null,2120950,"DL50/260-3/4-IE3","1 Pump","CronoTwin-DL",{"v":6403,"d":"6,403"},"PG03",4048482218618]
[null,2120951,"DL50/270-3/4-IE3","1 Pump","CronoTwin-DL",{"v":6401,"d":"6,401"},"PG03",4048482218625]
[null,2120952,"DL50/270-4/4-IE3","1 Pump","CronoTwin-DL",{"v":6672,"d":"6,672"},"PG03",4048482218632]
[null,2121034,"DL65/110-3/2-IE3","1 Pump","CronoTwin-DL",{"v":5500,"d":"5,500"},"PG03",4048482220864]
[null,2139468,"DL65/120-0,55/4","1 Pump","CronoTwin-DL",{"v":4954,"d":"4,954"},"PG03",4048482382197]
[null,2121035,"DL65/120-3/2-IE3","1 Pump","CronoTwin-DL",{"v":5475,"d":"5,475"},"PG03",4048482220871]
[null,2121036,"DL65/120-4/2-IE3","1 Pump","CronoTwin-DL",{"v":5801,"d":"5,801"},"PG03",4048482220895]
[null,2142054,"DL65/130-0,75/4-IE3","1 Pump","CronoTwin-DL",{"v":5538,"d":"5,538"},"PG03",4048482447131]
[null,2121037,"DL65/130-5,5/2-IE3","1 Pump","CronoTwin-DL",{"v":6785,"d":"6,785"},"PG03",4048482220901]
[null,2142055,"DL65/140-1,1/4-IE3","1 Pump","CronoTwin-DL",{"v":4827,"d":"4,827"},"PG03",4048482447117]
[null,2121038,"DL65/140-5,5/2-IE3","1 Pump","CronoTwin-DL",{"v":6736,"d":"6,736"},"PG03",4048482220918]
[null,2121039,"DL65/140-7,5/2-IE3","1 Pump","CronoTwin-DL",{"v":7236,"d":"7,236"},"PG03",4048482220925]
[null,2120953,"DL65/150-0,75/4-IE3","1 Pump","CronoTwin-DL",{"v":5406,"d":"5,406"},"PG03",4048482218649]
[null,2121040,"DL65/150-5,5/2-IE3","1 Pump","CronoTwin-DL",{"v":6981,"d":"6,981"},"PG03",4048482220932]
[null,2120954,"DL65/160-1,1/4-IE3","1 Pump","CronoTwin-DL",{"v":4719,"d":"4,719"},"PG03",4048482218656]
[null,2121041,"DL65/160-5,5/2-IE3","1 Pump","CronoTwin-DL",{"v":6984,"d":"6,984"},"PG03",4048482220949]
[null,2121042,"DL65/160-7,5/2-IE3","1 Pump","CronoTwin-DL",{"v":7484,"d":"7,484"},"PG03",4048482220956]
[null,2120955,"DL65/170-1,1/4-IE3","1 Pump","CronoTwin-DL",{"v":4705,"d":"4,705"},"PG03",4048482218663]
[null,2120956,"DL65/170-1,5/4-IE3","1 Pump","CronoTwin-DL",{"v":4802,"d":"4,802"},"PG03",4048482218670]
[null,2121043,"DL65/170-11/2-IE3","1 Pump","CronoTwin-DL",{"v":9151,"d":"9,151"},"PG03",4048482220963]
[null,2121044,"DL65/200-11/2-IE3","1 Pump","CronoTwin-DL",{"v":9535,"d":"9,535"},"PG03",4048482220970]
[null,2121045,"DL65/200-15/2-IE3","1 Pump","CronoTwin-DL",{"v":10300,"d":"10,300"},"PG03",4048482220987]
[null,2121046,"DL65/210-15/2-IE3","1 Pump","CronoTwin-DL",{"v":10300,"d":"10,300"},"PG03",4048482220994]
[null,2121047,"DL65/210-18,5/2-IE3","1 Pump","CronoTwin-DL",{"v":12288,"d":"12,288"},"PG03",4048482221007]
[null,2120957,"DL65/210-2,2/4-IE3","1 Pump","CronoTwin-DL",{"v":5984,"d":"5,984"},"PG03",4048482218687]
[null,2121048,"DL65/220-18,5/2-IE3","1 Pump","CronoTwin-DL",{"v":12288,"d":"12,288"},"PG03",4048482221014]
[null,2120958,"DL65/220-2,2/4-IE3","1 Pump","CronoTwin-DL",{"v":5958,"d":"5,958"},"PG03",4048482218694]
[null,2121049,"DL65/220-22/2-IE3","1 Pump","CronoTwin-DL",{"v":13781,"d":"13,781"},"PG03",4048482221021]
[null,2120959,"DL65/220-3/4-IE3","1 Pump","CronoTwin-DL",{"v":6148,"d":"6,148"},"PG03",4048482218700]
[null,2120960,"DL65/250-3/4-IE3","1 Pump","CronoTwin-DL",{"v":6850,"d":"6,850"},"PG03",4048482218717]
[null,2120961,"DL65/250-4/4-IE3","1 Pump","CronoTwin-DL",{"v":6819,"d":"6,819"},"PG03",4048482218724]
[null,2120962,"DL65/270-5,5/4-IE3","1 Pump","CronoTwin-DL",{"v":7931,"d":"7,931"},"PG03",4048482218731]
[null,2121050,"DL80/120-4/2-IE3","1 Pump","CronoTwin-DL",{"v":5643,"d":"5,643"},"PG03",4048482221038]
[null,2121051,"DL80/130-5,5/2-IE3","1 Pump","CronoTwin-DL",{"v":6678,"d":"6,678"},"PG03",4048482221045]
[null,2121052,"DL80/140-7,5/2-IE3","1 Pump","CronoTwin-DL",{"v":7182,"d":"7,182"},"PG03",4048482221052]
[null,2120963,"DL80/150-1,1/4-IE3","1 Pump","CronoTwin-DL",{"v":5024,"d":"5,024"},"PG03",4048482218748]
[null,2121053,"DL80/150-7,5/2-IE3","1 Pump","CronoTwin-DL",{"v":7830,"d":"7,830"},"PG03",4048482221069]
[null,2120964,"DL80/160-1,5/4-IE3","1 Pump","CronoTwin-DL",{"v":5082,"d":"5,082"},"PG03",4048482218755]
[null,2121054,"DL80/160-11/2-IE3","1 Pump","CronoTwin-DL",{"v":9499,"d":"9,499"},"PG03",4048482221076]
[null,2121055,"DL80/170-11/2-IE3","1 Pump","CronoTwin-DL",{"v":9503,"d":"9,503"},"PG03",4048482221083]
[null,2121056,"DL80/170-15/2-IE3","1 Pump","CronoTwin-DL",{"v":9876,"d":"9,876"},"PG03",4048482221090]
[null,2120965,"DL80/170-2,2/4-IE3","1 Pump","CronoTwin-DL",{"v":5527,"d":"5,527"},"PG03",4048482218762]
[null,2121057,"DL80/190-15/2-IE3","1 Pump","CronoTwin-DL",{"v":10394,"d":"10,394"},"PG03",4048482221106]
[null,2121058,"DL80/190-18,5/2-IE3","1 Pump","CronoTwin-DL",{"v":11392,"d":"11,392"},"PG03",4048482221113]
[null,2121059,"DL80/200-18,5/2-IE3","1 Pump","CronoTwin-DL",{"v":11392,"d":"11,392"},"PG03",4048482221120]
[null,2121060,"DL80/200-22/2-IE3","1 Pump","CronoTwin-DL",{"v":13170,"d":"13,170"},"PG03",4048482221137]
[null,2120966,"DL80/210-3/4-IE3","1 Pump","CronoTwin-DL",{"v":6784,"d":"6,784"},"PG03",4048482218779]
[null,2121061,"DL80/220-30/2-IE3","1 Pump","CronoTwin-DL",{"v":15680,"d":"15,680"},"PG03",4048482221144]
[null,2120967,"DL80/220-4/4-IE3","1 Pump","CronoTwin-DL",{"v":7381,"d":"7,381"},"PG03",4048482218786]
[null,2120968,"DL80/270-5,5/4-IE3","1 Pump","CronoTwin-DL",{"v":8316,"d":"8,316"},"PG03",4048482218793]
[null,2153817,"DL-E100/145-11/2 IE4","1 Pump","CronoTwin-DL-E",{"v":27617,"d":"27,617"},"PG03",4048482552453]
[null,2153886,"DL-E100/145-11/2-R1-IE4","1 Pump","CronoTwin-DL-E",{"v":27539,"d":"27,539"},"PG03",4048482554099]
[null,2153818,"DL-E100/150-15/2 IE4","1 Pump","CronoTwin-DL-E",{"v":29256,"d":"29,256"},"PG03",4048482552460]
[null,2153887,"DL-E100/150-15/2-R1-IE4","1 Pump","CronoTwin-DL-E",{"v":28677,"d":"28,677"},"PG03",4048482554105]
[null,2153820,"DL-E100/165-22/2 IE4","1 Pump","CronoTwin-DL-E",{"v":34970,"d":"34,970"},"PG03",4048482552507]
[null,2153889,"DL-E100/165-22/2-R1-IE4","1 Pump","CronoTwin-DL-E",{"v":34752,"d":"34,752"},"PG03",4048482554129]
[null,2153806,"DL-E40/220-11/2 IE4","1 Pump","CronoTwin-DL-E",{"v":26115,"d":"26,115"},"PG03",4048482547725]
[null,2153875,"DL-E40/220-11/2-R1-IE4","1 Pump","CronoTwin-DL-E",{"v":25914,"d":"25,914"},"PG03",4048482547732]
[null,2153807,"DL-E50/210-11/2 IE4","1 Pump","CronoTwin-DL-E",{"v":26674,"d":"26,674"},"PG03",4048482549279]
[null,2153876,"DL-E50/210-11/2-R1-IE4","1 Pump","CronoTwin-DL-E",{"v":26462,"d":"26,462"},"PG03",4048482553191]
[null,2153808,"DL-E50/220-15/2 IE4","1 Pump","CronoTwin-DL-E",{"v":28393,"d":"28,393"},"PG03",4048482551159]
[null,2153877,"DL-E50/220-15/2-R1-IE4","1 Pump","CronoTwin-DL-E",{"v":27813,"d":"27,813"},"PG03",4048482553207]
[null,2153809,"DL-E65/170-11/2 IE4","1 Pump","CronoTwin-DL-E",{"v":26872,"d":"26,872"},"PG03",4048482551166]
[null,2153878,"DL-E65/170-11/2-R1-IE4","1 Pump","CronoTwin-DL-E",{"v":26293,"d":"26,293"},"PG03",4048482554013]
[null,2153810,"DL-E65/200-15/2 IE4","1 Pump","CronoTwin-DL-E",{"v":28703,"d":"28,703"},"PG03",4048482551173]
[null,2153879,"DL-E65/200-15/2-R1-IE4","1 Pump","CronoTwin-DL-E",{"v":28529,"d":"28,529"},"PG03",4048482554020]
[null,2153812,"DL-E65/220-22/2 IE4","1 Pump","CronoTwin-DL-E",{"v":34745,"d":"34,745"},"PG03",4048482551197]
[null,2153881,"DL-E65/220-22/2-R1-IE4","1 Pump","CronoTwin-DL-E",{"v":33783,"d":"33,783"},"PG03",4048482554044]
[null,2153813,"DL-E80/160-11/2 IE4","1 Pump","CronoTwin-DL-E",{"v":27266,"d":"27,266"},"PG03",4048482551203]
[null,2153882,"DL-E80/160-11/2-R1-IE4","1 Pump","CronoTwin-DL-E",{"v":26688,"d":"26,688"},"PG03",4048482554051]
[null,2153814,"DL-E80/170-15/2 IE4","1 Pump","CronoTwin-DL-E",{"v":29002,"d":"29,002"},"PG03",4048482552415]
[null,2153883,"DL-E80/170-15/2-R1-IE4","1 Pump","CronoTwin-DL-E",{"v":28423,"d":"28,423"},"PG03",4048482554068]
[null,2153816,"DL-E80/200-22/2 IE4","1 Pump","CronoTwin-DL-E",{"v":34924,"d":"34,924"},"PG03",4048482552439]
[null,2153885,"DL-E80/200-22/2-R1-IE4","1 Pump","CronoTwin-DL-E",{"v":34344,"d":"34,344"},"PG03",4048482554082]
[null,4089398,"IPH-O20/160-0,37/4","1 Pump","VeroLine-IPH-O",{"v":5125,"d":"5,125"},"PG03",4016322759539]
[null,2121295,"IPH-O20/160-1,1/2-IE3","1 Pump","VeroLine-IPH-O",{"v":5568,"d":"5,568"},"PG03",4048482215785]
[null,4089399,"IPH-O32/125-0,18/4","1 Pump","VeroLine-IPH-O",{"v":4667,"d":"4,667"},"PG03",4016322759546]
[null,2121296,"IPH-O32/125-0,75/2-IE3","1 Pump","VeroLine-IPH-O",{"v":4815,"d":"4,815"},"PG03",4048482215792]
[null,4089400,"IPH-O-32/170-0,37/4","1 Pump","VeroLine-IPH-O",{"v":4947,"d":"4,947"},"PG03",4016322759553]
[null,2121297,"IPH-O32/170-2,2/2-IE3","1 Pump","VeroLine-IPH-O",{"v":5533,"d":"5,533"},"PG03",4048482215808]
[null,2121298,"IPH-O65/110-2,2/2-IE3","1 Pump","VeroLine-IPH-O",{"v":6064,"d":"6,064"},"PG03",4048482215815]
[null,2121290,"IPH-O65/125-1,1/4-IE3","1 Pump","VeroLine-IPH-O",{"v":6032,"d":"6,032"},"PG03",4048482215730]
[null,2121299,"IPH-O65/125-2,2/2-IE3","1 Pump","VeroLine-IPH-O",{"v":6023,"d":"6,023"},"PG03",4048482215822]
[null,2121291,"IPH-O65/140-1,1/4-IE3","1 Pump","VeroLine-IPH-O",{"v":6001,"d":"6,001"},"PG03",4048482215747]
[null,2121300,"IPH-O65/140-4/2-IE3","1 Pump","VeroLine-IPH-O",{"v":6860,"d":"6,860"},"PG03",4048482215839]
[null,2121292,"IPH-O65/160-1,1/4-IE3","1 Pump","VeroLine-IPH-O",{"v":6165,"d":"6,165"},"PG03",4048482215754]
[null,2121301,"IPH-O65/160-4/2-IE3","1 Pump","VeroLine-IPH-O",{"v":6817,"d":"6,817"},"PG03",4048482215846]
[null,2121302,"IPH-O80/110-2,2/2-IE3","1 Pump","VeroLine-IPH-O",{"v":6293,"d":"6,293"},"PG03",4048482215853]
[null,2121293,"IPH-O80/140-1,1/4-IE3","1 Pump","VeroLine-IPH-O",{"v":6601,"d":"6,601"},"PG03",4048482215761]
[null,2121303,"IPH-O80/140-4/2-IE3","1 Pump","VeroLine-IPH-O",{"v":7350,"d":"7,350"},"PG03",4048482215860]
[null,2121294,"IPH-O80/160-1,1/4-IE3","1 Pump","VeroLine-IPH-O",{"v":6558,"d":"6,558"},"PG03",4048482215778]
[null,4089415,"IPH-W20/160-0,37/4","1 Pump","VeroLine-IPH-W",{"v":5081,"d":"5,081"},"PG03",4016322759713]
[null,2121281,"IPH-W20/160-1,1/2-IE3","1 Pump","VeroLine-IPH-W",{"v":5400,"d":"5,400"},"PG03",4048482215648]
[null,4089416,"IPH-W32/125-0,18/4","1 Pump","VeroLine-IPH-W",{"v":4616,"d":"4,616"},"PG03",4016322759720]
[null,2121282,"IPH-W32/125-0,75/2-IE3","1 Pump","VeroLine-IPH-W",{"v":4764,"d":"4,764"},"PG03",4048482215655]
[null,4089417,"IPH-W32/170-0,37/4","1 Pump","VeroLine-IPH-W",{"v":4872,"d":"4,872"},"PG03",4016322759737]
[null,2121283,"IPH-W32/170-2,2/2-IE3","1 Pump","VeroLine-IPH-W",{"v":5436,"d":"5,436"},"PG03",4048482215662]
[null,2121284,"IPH-W65/110-2,2/2-IE3","1 Pump","VeroLine-IPH-W",{"v":5894,"d":"5,894"},"PG03",4048482215679]
[null,2121276,"IPH-W65/125-1,1/4-IE3","1 Pump","VeroLine-IPH-W",{"v":5862,"d":"5,862"},"PG03",4048482215594]
[null,2121285,"IPH-W65/125-2,2/2-IE3","1 Pump","VeroLine-IPH-W",{"v":5851,"d":"5,851"},"PG03",4048482215686]
[null,2121277,"IPH-W65/140-1,1/4-IE3","1 Pump","VeroLine-IPH-W",{"v":5956,"d":"5,956"},"PG03",4048482215600]
[null,2121286,"IPH-W65/140-4/2-IE3","1 Pump","VeroLine-IPH-W",{"v":6812,"d":"6,812"},"PG03",4048482215693]
[null,2121278,"IPH-W65/160-1,1/4-IE3","1 Pump","VeroLine-IPH-W",{"v":6119,"d":"6,119"},"PG03",4048482215617]
[null,2121287,"IPH-W65/160-4/2-IE3","1 Pump","VeroLine-IPH-W",{"v":6771,"d":"6,771"},"PG03",4048482215709]
[null,2121288,"IPH-W80/110-2,2/2-IE3","1 Pump","VeroLine-IPH-W",{"v":6105,"d":"6,105"},"PG03",4048482215716]
[null,2121279,"IPH-W80/140-1,1/4-IE3","1 Pump","VeroLine-IPH-W",{"v":6412,"d":"6,412"},"PG03",4048482215624]
[null,2121289,"IPH-W80/140-4/2-IE3","1 Pump","VeroLine-IPH-W",{"v":7270,"d":"7,270"},"PG03",4048482215723]
[null,2121280,"IPH-W80/160-1,1/4-IE3","1 Pump","VeroLine-IPH-W",{"v":6370,"d":"6,370"},"PG03",4048482215631]
[null,2121192,"IPL100/135-1,1/4-IE3","1 Pump","VeroLine-IPL",{"v":3132,"d":"3,132"},"PG03",4048482214634]
[null,2121193,"IPL100/145-1,5/4-IE3","1 Pump","VeroLine-IPL",{"v":3250,"d":"3,250"},"PG03",4048482214641]
[null,2121194,"IPL100/165-2,2/4-IE3","1 Pump","VeroLine-IPL",{"v":3475,"d":"3,475"},"PG03",4048482214658]
[null,2121195,"IPL100/175-3/4-IE3","1 Pump","VeroLine-IPL",{"v":3753,"d":"3,753"},"PG03",4048482214665]
[null,2089569,"IPL25/70-0,12/2","1 Pump","VeroLine-IPL",997,"PG03",4016322989981]
[null,2089570,"IPL25/80-0,12/2","1 Pump","VeroLine-IPL",993,"PG03",4016322989998]
[null,2089571,"IPL25/85-0,18/2","1 Pump","VeroLine-IPL",{"v":1039,"d":"1,039"},"PG03",4016322990000]
[null,2089572,"IPL25/90-0,25/2","1 Pump","VeroLine-IPL",{"v":1049,"d":"1,049"},"PG03",4016322990017]
[null,2089573,"IPL30/70-0,12/2","1 Pump","VeroLine-IPL",999,"PG03",4016322990024]
[null,2089574,"IPL30/80-0,12/2","1 Pump","VeroLine-IPL",996,"PG03",4016322990031]
[null,2089575,"IPL30/85-0,18/2","1 Pump","VeroLine-IPL",{"v":1038,"d":"1,038"},"PG03",4016322990444]
[null,2089576,"IPL30/90-0,25/2","1 Pump","VeroLine-IPL",{"v":1048,"d":"1,048"},"PG03",4016322990451]
[null,2150342,"IPL32/105-0,12/4","1 Pump","VeroLine-IPL",{"v":1239,"d":"1,239"},"PG03",4048482488103]
[null,2152928,"IPL32/105-0,75/2-IE3","1 Pump","VeroLine-IPL",{"v":1172,"d":"1,172"},"PG03",4048482598710]
[null,2152929,"IPL32/125-1,1/2-IE3","1 Pump","VeroLine-IPL",{"v":1319,"d":"1,319"},"PG03",4048482580913]
[null,2150343,"IPL32/135-0,25/4","1 Pump","VeroLine-IPL",{"v":1083,"d":"1,083"},"PG03",4048482488417]
[null,2152930,"IPL32/135-1,1/2-IE3","1 Pump","VeroLine-IPL",{"v":1341,"d":"1,341"},"PG03",4048482580906]
[null,2152931,"IPL32/135-1,5/2-IE3","1 Pump","VeroLine-IPL",{"v":1420,"d":"1,420"},"PG03",4048482598727]
[null,2121199,"IPL32/165-3/2-IE3","1 Pump","VeroLine-IPL",{"v":1978,"d":"1,978"},"PG03",4048482214702]
[null,2121200,"IPL32/175-4/2-IE3","1 Pump","VeroLine-IPL",{"v":2257,"d":"2,257"},"PG03",4048482214719]
[null,2150335,"IPL32/85-0,37/2","1 Pump","VeroLine-IPL",990,"PG03",4048482488035]
[null,2089553,"IPL40/110-0,12/4","1 Pump","VeroLine-IPL",{"v":1174,"d":"1,174"},"PG03",4016322990932]
[null,2089585,"IPL40/115-0,55/2","1 Pump","VeroLine-IPL",{"v":1265,"d":"1,265"},"PG03",4016322990550]
[null,2121201,"IPL40/120-1,5/2-IE3","1 Pump","VeroLine-IPL",{"v":1361,"d":"1,361"},"PG03",4048482214726]
[null,2089554,"IPL40/130-0,25/4","1 Pump","VeroLine-IPL",{"v":1078,"d":"1,078"},"PG03",4016322990949]
[null,2121202,"IPL40/130-2,2/2-IE3","1 Pump","VeroLine-IPL",{"v":1521,"d":"1,521"},"PG03",4048482214733]
[null,2121203,"IPL40/150-3/2-IE3","1 Pump","VeroLine-IPL",{"v":1820,"d":"1,820"},"PG03",4048482214740]
[null,2089555,"IPL40/160-0,37/4","1 Pump","VeroLine-IPL",{"v":1289,"d":"1,289"},"PG03",4016322990956]
[null,2121204,"IPL40/160-4/2-IE3","1 Pump","VeroLine-IPL",{"v":1941,"d":"1,941"},"PG03",4048482214757]
[null,2121205,"IPL40/165-4/2-IE3","1 Pump","VeroLine-IPL",{"v":2213,"d":"2,213"},"PG03",4048482214764]
[null,2121206,"IPL40/175-5,5/2-IE3","1 Pump","VeroLine-IPL",{"v":2814,"d":"2,814"},"PG03",4048482214771]
[null,2121207,"IPL40/195-7,5/2-IE3","1 Pump","VeroLine-IPL",{"v":2970,"d":"2,970"},"PG03",4048482214788]
[null,2155494,"IPL40/75-0,12/2","1 Pump","VeroLine-IPL",{"v":1228,"d":"1,228"},"PG03",4048482543857]
[null,2089695,"IPL40/80-0,09/4","1 Pump","VeroLine-IPL",{"v":1511,"d":"1,511"},"PG03",4016322990925]
[null,2089584,"IPL40/90-0,37/2","1 Pump","VeroLine-IPL",{"v":1141,"d":"1,141"},"PG03",4016322990543]
[null,2150344,"IPL50/105-0,12/4","1 Pump","VeroLine-IPL",{"v":1062,"d":"1,062"},"PG03",4048482488424]
[null,2152934,"IPL50/105-0,75/2-IE3","1 Pump","VeroLine-IPL",{"v":1507,"d":"1,507"},"PG03",4048482598734]
[null,2112395,"IPL50/120-0,25/4","1 Pump","VeroLine-IPL",{"v":1204,"d":"1,204"},"PG03",4048482137834]
[null,2121209,"IPL50/120-1,5/2-IE3","1 Pump","VeroLine-IPL",{"v":1550,"d":"1,550"},"PG03",4048482214801]
[null,2089557,"IPL50/130-0,37/4","1 Pump","VeroLine-IPL",{"v":1322,"d":"1,322"},"PG03",4016322990970]
[null,2121210,"IPL50/130-2,2/2-IE3","1 Pump","VeroLine-IPL",{"v":1646,"d":"1,646"},"PG03",4048482214818]
[null,2121211,"IPL50/140-3/2-IE3","1 Pump","VeroLine-IPL",{"v":1845,"d":"1,845"},"PG03",4048482214825]
[null,2121212,"IPL50/150-4/2-IE3","1 Pump","VeroLine-IPL",{"v":1962,"d":"1,962"},"PG03",4048482214832]
[null,2121213,"IPL50/155-4/2-IE3","1 Pump","VeroLine-IPL",{"v":2251,"d":"2,251"},"PG03",4048482214849]
[null,2089558,"IPL50/160-0,55/4","1 Pump","VeroLine-IPL",{"v":1482,"d":"1,482"},"PG03",4016322990987]
[null,2121214,"IPL50/165-5,5/2-IE3","1 Pump","VeroLine-IPL",{"v":2760,"d":"2,760"},"PG03",4048482214856]
[null,2121215,"IPL50/175-5,5/2-IE3","1 Pump","VeroLine-IPL",{"v":2760,"d":"2,760"},"PG03",4048482214863]
[null,2121216,"IPL50/175-7,5/2-IE3","1 Pump","VeroLine-IPL",{"v":2888,"d":"2,888"},"PG03",4048482214870]
[null,2121217,"IPL50/185-7,5/2-IE3","1 Pump","VeroLine-IPL",{"v":3075,"d":"3,075"},"PG03",4048482214887]
[null,2152442,"IPL50/95-0,55/2","1 Pump","VeroLine-IPL",{"v":1419,"d":"1,419"},"PG03",4048482490939]
[null,2129203,"IPL65/110-0,25/4","1 Pump","VeroLine-IPL",{"v":1413,"d":"1,413"},"PG03",4048482304236]
[null,2121219,"IPL65/110-2,2/2-IE3","1 Pump","VeroLine-IPL",{"v":1915,"d":"1,915"},"PG03",4048482214900]
[null,2121218,"IPL65/115-1,5/2-IE3","1 Pump","VeroLine-IPL",{"v":1841,"d":"1,841"},"PG03",4048482214894]
[null,2129204,"IPL65/120-0,37/4","1 Pump","VeroLine-IPL",{"v":1482,"d":"1,482"},"PG03",4048482304243]
[null,2121220,"IPL65/120-3/2-IE3","1 Pump","VeroLine-IPL",{"v":2081,"d":"2,081"},"PG03",4048482214917]
[null,2129205,"IPL65/130-0,55/4","1 Pump","VeroLine-IPL",{"v":1516,"d":"1,516"},"PG03",4048482304250]
[null,2121221,"IPL65/130-4/2-IE3","1 Pump","VeroLine-IPL",{"v":2192,"d":"2,192"},"PG03",4048482214924]
[null,2121222,"IPL65/145-5,5/2-IE3","1 Pump","VeroLine-IPL",{"v":2643,"d":"2,643"},"PG03",4048482214931]
[null,2121223,"IPL65/155-5,5/2-IE3","1 Pump","VeroLine-IPL",{"v":2616,"d":"2,616"},"PG03",4048482214948]
[null,2121224,"IPL65/155-7,5/2-IE3","1 Pump","VeroLine-IPL",{"v":2798,"d":"2,798"},"PG03",4048482214955]
[null,2121225,"IPL65/165-5,5/2-IE3","1 Pump","VeroLine-IPL",{"v":2977,"d":"2,977"},"PG03",4048482214962]
[null,2121226,"IPL65/175-5,5/2-IE3","1 Pump","VeroLine-IPL",{"v":2978,"d":"2,978"},"PG03",4048482214986]
[null,2121227,"IPL65/175-7,5/2-IE3","1 Pump","VeroLine-IPL",{"v":3196,"d":"3,196"},"PG03",4048482214993]
[null,2121229,"IPL80/105-3/2-IE3","1 Pump","VeroLine-IPL",{"v":2185,"d":"2,185"},"PG03",4048482215112]
[null,2121189,"IPL80/110-4/2-IE3","1 Pump","VeroLine-IPL",{"v":2293,"d":"2,293"},"PG03",4048482213903]
[null,2121228,"IPL80/115-2,2/2-IE3","1 Pump","VeroLine-IPL",{"v":2132,"d":"2,132"},"PG03",4048482215006]
[null,2129206,"IPL80/120-0,55/4","1 Pump","VeroLine-IPL",{"v":1663,"d":"1,663"},"PG03",4048482304267]
[null,2121230,"IPL80/120-4/2-IE3","1 Pump","VeroLine-IPL",{"v":2293,"d":"2,293"},"PG03",4048482215129]
[null,2121190,"IPL80/125-0,75/4-IE3","1 Pump","VeroLine-IPL",{"v":1859,"d":"1,859"},"PG03",4048482214610]
[null,2121191,"IPL80/140-1,1/4-IE3","1 Pump","VeroLine-IPL",{"v":2074,"d":"2,074"},"PG03",4048482214627]
[null,2121231,"IPL80/145-5,5/2-IE3","1 Pump","VeroLine-IPL",{"v":2920,"d":"2,920"},"PG03",4048482215136]
[null,2121232,"IPL80/155-7,5/2-IE3","1 Pump","VeroLine-IPL",{"v":2986,"d":"2,986"},"PG03",4048482215143]
[null,4090292,"IP-Z 25/2 DM","1 Pump","VeroLine-IP-Z",981,"PG03",4016322768746]
[null,4090293,"IP-Z 25/2 EM","1 Pump","VeroLine-IP-Z",{"v":1017,"d":"1,017"},"PG03",4016322768753]
[null,4090294,"IP-Z 25/6 DM","1 Pump","VeroLine-IP-Z",{"v":1101,"d":"1,101"},"PG03",4016322768760]
[null,4090295,"IP-Z 25/6 EM","1 Pump","VeroLine-IP-Z",{"v":1195,"d":"1,195"},"PG03",4016322768777]
[null,2121235,"DPL100/135-1,1/4-IE3","1 Pump","VeroTwin-DPL",{"v":6325,"d":"6,325"},"PG03",4048482215181]
[null,2121236,"DPL100/145-1,5/4-IE3","1 Pump","VeroTwin-DPL",{"v":6503,"d":"6,503"},"PG03",4048482215198]
[null,2121237,"DPL100/165-2,2/4-IE3","1 Pump","VeroTwin-DPL",{"v":6951,"d":"6,951"},"PG03",4048482215204]
[null,2121238,"DPL100/175-3/4-IE3","1 Pump","VeroTwin-DPL",{"v":7637,"d":"7,637"},"PG03",4048482215211]
[null,2150372,"DPL32/105-0,12/4","1 Pump","VeroTwin-DPL",{"v":2132,"d":"2,132"},"PG03",4048482487694]
[null,2121239,"DPL32/105-0,75/2-IE3","1 Pump","VeroTwin-DPL",{"v":2216,"d":"2,216"},"PG03",4048482215228]
[null,2121240,"DPL32/125-1,1/2-IE3","1 Pump","VeroTwin-DPL",{"v":2497,"d":"2,497"},"PG03",4048482215235]
[null,2150373,"DPL32/135-0,25/4","1 Pump","VeroTwin-DPL",{"v":2102,"d":"2,102"},"PG03",4048482487700]
[null,2121241,"DPL32/135-1,1/2-IE3","1 Pump","VeroTwin-DPL",{"v":2532,"d":"2,532"},"PG03",4048482215242]
[null,2155462,"DPL32/135-1,5/2-IE3","1 Pump","VeroTwin-DPL",{"v":2685,"d":"2,685"},"PG03",4048482543215]
[null,2121242,"DPL32/165-3/2-IE3","1 Pump","VeroTwin-DPL",{"v":4161,"d":"4,161"},"PG03",4048482215259]
[null,2121243,"DPL32/175-4/2-IE3","1 Pump","VeroTwin-DPL",{"v":4573,"d":"4,573"},"PG03",4048482215266]
[null,2150365,"DPL32/85-0,37/2","1 Pump","VeroTwin-DPL",{"v":1873,"d":"1,873"},"PG03",4048482487625]
[null,2150366,"DPL32/95-0,55/2","1 Pump","VeroTwin-DPL",{"v":2006,"d":"2,006"},"PG03",4048482487632]
[null,2089643,"DPL40/115-0,55/2","1 Pump","VeroTwin-DPL",{"v":2382,"d":"2,382"},"PG03",4016322992721]
[null,2121244,"DPL40/120-1,5/2-IE3","1 Pump","VeroTwin-DPL",{"v":2572,"d":"2,572"},"PG03",4048482215273]
[null,2089620,"DPL40/130-0,25/4","1 Pump","VeroTwin-DPL",{"v":2274,"d":"2,274"},"PG03",4016322993476]
[null,2121245,"DPL40/130-2,2/2-IE3","1 Pump","VeroTwin-DPL",{"v":2879,"d":"2,879"},"PG03",4048482215280]
[null,2121246,"DPL40/150-3/2-IE3","1 Pump","VeroTwin-DPL",{"v":3444,"d":"3,444"},"PG03",4048482215297]
[null,2089621,"DPL40/160-0,37/4","1 Pump","VeroTwin-DPL",{"v":2583,"d":"2,583"},"PG03",4016322993483]
[null,2121247,"DPL40/160-4/2-IE3","1 Pump","VeroTwin-DPL",{"v":3698,"d":"3,698"},"PG03",4048482215303]
[null,2121248,"DPL40/165-4/2-IE3","1 Pump","VeroTwin-DPL",{"v":4560,"d":"4,560"},"PG03",4048482215310]
[null,2121249,"DPL40/175-5,5/2-IE3","1 Pump","VeroTwin-DPL",{"v":5322,"d":"5,322"},"PG03",4048482215327]
[null,2121250,"DPL40/195-7,5/2-IE3","1 Pump","VeroTwin-DPL",{"v":5431,"d":"5,431"},"PG03",4048482215334]
[null,2157302,"DPL40/75-0,12/2","1 Pump","VeroTwin-DPL",{"v":2259,"d":"2,259"},"PG03",4048482556390]
[null,2089642,"DPL40/90-0,37/2","1 Pump","VeroTwin-DPL",{"v":2159,"d":"2,159"},"PG03",4016322992714]
[null,2150374,"DPL50/105-0,12/4","1 Pump","VeroTwin-DPL",{"v":2351,"d":"2,351"},"PG03",4048482487816]
[null,2155465,"DPL50/105-0,75/2-IE3","1 Pump","VeroTwin-DPL",{"v":2853,"d":"2,853"},"PG03",4048482543260]
[null,2121252,"DPL50/120-1,5/2-IE3","1 Pump","VeroTwin-DPL",{"v":2932,"d":"2,932"},"PG03",4048482215358]
[null,2089623,"DPL50/130-0,37/4","1 Pump","VeroTwin-DPL",{"v":2646,"d":"2,646"},"PG03",4016322993506]
[null,2121253,"DPL50/130-2,2/2-IE3","1 Pump","VeroTwin-DPL",{"v":3104,"d":"3,104"},"PG03",4048482215365]
[null,2121254,"DPL50/140-3/2-IE3","1 Pump","VeroTwin-DPL",{"v":3499,"d":"3,499"},"PG03",4048482215372]
[null,2121255,"DPL50/150-4/2-IE3","1 Pump","VeroTwin-DPL",{"v":3749,"d":"3,749"},"PG03",4048482215389]
[null,2121256,"DPL50/155-4/2-IE3","1 Pump","VeroTwin-DPL",{"v":4569,"d":"4,569"},"PG03",4048482215396]
[null,2089624,"DPL50/160-0,55/4","1 Pump","VeroTwin-DPL",{"v":2967,"d":"2,967"},"PG03",4016322993513]
[null,2121257,"DPL50/165-5,5/2-IE3","1 Pump","VeroTwin-DPL",{"v":5646,"d":"5,646"},"PG03",4048482215402]
[null,2121258,"DPL50/175-5,5/2-IE3","1 Pump","VeroTwin-DPL",{"v":5214,"d":"5,214"},"PG03",4048482215419]
[null,2121259,"DPL50/175-7,5/2-IE3","1 Pump","VeroTwin-DPL",{"v":5508,"d":"5,508"},"PG03",4048482215426]
[null,2121260,"DPL50/185-7,5/2-IE3","1 Pump","VeroTwin-DPL",{"v":5943,"d":"5,943"},"PG03",4048482215433]
[null,2152445,"DPL50/95-0,55/2","1 Pump","VeroTwin-DPL",{"v":2681,"d":"2,681"},"PG03",4048482490953]
[null,2133205,"DPL65/110-0,25/4","1 Pump","VeroTwin-DPL",{"v":2823,"d":"2,823"},"PG03",4048482332970]
[null,2121262,"DPL65/110-2,2/2-IE3","1 Pump","VeroTwin-DPL",{"v":3617,"d":"3,617"},"PG03",4048482215457]
[null,2121261,"DPL65/115-1,5/2-IE3","1 Pump","VeroTwin-DPL",{"v":3478,"d":"3,478"},"PG03",4048482215440]
[null,2133206,"DPL65/120-0,37/4","1 Pump","VeroTwin-DPL",{"v":2962,"d":"2,962"},"PG03",4048482332987]
[null,2121263,"DPL65/120-3/2-IE3","1 Pump","VeroTwin-DPL",{"v":3930,"d":"3,930"},"PG03",4048482215464]
[null,2133207,"DPL65/130-0,55/4","1 Pump","VeroTwin-DPL",{"v":3021,"d":"3,021"},"PG03",4048482332994]
[null,2121264,"DPL65/130-4/2-IE3","1 Pump","VeroTwin-DPL",{"v":4140,"d":"4,140"},"PG03",4048482215471]
[null,2121265,"DPL65/145-5,5/2-IE3","1 Pump","VeroTwin-DPL",{"v":5400,"d":"5,400"},"PG03",4048482215488]
[null,2121266,"DPL65/155-5,5/2-IE3","1 Pump","VeroTwin-DPL",{"v":5349,"d":"5,349"},"PG03",4048482215495]
[null,2121267,"DPL65/155-7,5/2-IE3","1 Pump","VeroTwin-DPL",{"v":5780,"d":"5,780"},"PG03",4048482215501]
[null,2121268,"DPL65/165-5,5/2-IE3","1 Pump","VeroTwin-DPL",{"v":5542,"d":"5,542"},"PG03",4048482215518]
[null,2121269,"DPL65/175-5,5/2-IE3","1 Pump","VeroTwin-DPL",{"v":5542,"d":"5,542"},"PG03",4048482215525]
[null,2121270,"DPL65/175-7,5/2-IE3","1 Pump","VeroTwin-DPL",{"v":5796,"d":"5,796"},"PG03",4048482215532]
[null,2121272,"DPL80/105-3/2-IE3","1 Pump","VeroTwin-DPL",{"v":4136,"d":"4,136"},"PG03",4048482215556]
[null,2121273,"DPL80/110-4/2-IE3","1 Pump","VeroTwin-DPL",{"v":4339,"d":"4,339"},"PG03",4048482215563]
[null,2121271,"DPL80/115-2,2/2-IE3","1 Pump","VeroTwin-DPL",{"v":4030,"d":"4,030"},"PG03",4048482215549]
[null,2133208,"DPL80/120-0,55/4","1 Pump","VeroTwin-DPL",{"v":3320,"d":"3,320"},"PG03",4048482333120]
[null,2155463,"DPL80/120-4/2-IE3","1 Pump","VeroTwin-DPL",{"v":4339,"d":"4,339"},"PG03",4048482543352]
[null,2155464,"DPL80/120-5,5/2-IE3","1 Pump","VeroTwin-DPL",{"v":5070,"d":"5,070"},"PG03",4048482543369]
[null,2121233,"DPL80/125-0,75/4-IE3","1 Pump","VeroTwin-DPL",{"v":3993,"d":"3,993"},"PG03",4048482215167]
[null,2121234,"DPL80/140-1,1/4-IE3","1 Pump","VeroTwin-DPL",{"v":4343,"d":"4,343"},"PG03",4048482215174]
[null,2121274,"DPL80/145-5,5/2-IE3","1 Pump","VeroTwin-DPL",{"v":5514,"d":"5,514"},"PG03",4048482215570]
[null,2121275,"DPL80/155-7,5/2-IE3","1 Pump","VeroTwin-DPL",{"v":5758,"d":"5,758"},"PG03",4048482215587]
[null,6086289,"Atmos GIGA-N 032/125-0,25/4","1 Pump","Atmos GIGA-N",{"v":4499,"d":"4,499"},"PG04","4048482980300"]
[null,6086290,"Atmos GIGA-N 032/125-0,37/4","1 Pump","Atmos GIGA-N",{"v":4640,"d":"4,640"},"PG04","4048482980324"]
[null,6086291,"Atmos GIGA-N 032/125-0,55/4","1 Pump","Atmos GIGA-N",{"v":4609,"d":"4,609"},"PG04","4048482980348"]
[null,6086292,"Atmos GIGA-N 032/125-1,1/2","1 Pump","Atmos GIGA-N",{"v":4640,"d":"4,640"},"PG04","4048482980362"]
[null,6086293,"Atmos GIGA-N 032/125-1,5/2","1 Pump","Atmos GIGA-N",{"v":4689,"d":"4,689"},"PG04","4048482980386"]
[null,6086294,"Atmos GIGA-N 032/125-2,2/2","1 Pump","Atmos GIGA-N",{"v":4763,"d":"4,763"},"PG04","4048482980409"]
[null,6086295,"Atmos GIGA-N 032/125-3/2","1 Pump","Atmos GIGA-N",{"v":5001,"d":"5,001"},"PG04","4048482980423"]
[null,6086296,"Atmos GIGA-N 032/125-4/2","1 Pump","Atmos GIGA-N",{"v":5166,"d":"5,166"},"PG04","4048482980447"]
[null,6086593,"Atmos GIGA-N 032/160.1-0,25/4","1 Pump","Atmos GIGA-N",{"v":4609,"d":"4,609"},"PG04","4048482980461"]
[null,6086592,"Atmos GIGA-N 032/160.1-0,37/4","1 Pump","Atmos GIGA-N",{"v":4752,"d":"4,752"},"PG04","4048482980485"]
[null,6086591,"Atmos GIGA-N 032/160.1-0,55/4","1 Pump","Atmos GIGA-N",{"v":4720,"d":"4,720"},"PG04","4048482980508"]
[null,6086598,"Atmos GIGA-N 032/160.1-1,5/2","1 Pump","Atmos GIGA-N",{"v":4800,"d":"4,800"},"PG04","4048482980522"]
[null,6086597,"Atmos GIGA-N 032/160.1-2,2/2","1 Pump","Atmos GIGA-N",{"v":4875,"d":"4,875"},"PG04","4048482980546"]
[null,6086596,"Atmos GIGA-N 032/160.1-3/2","1 Pump","Atmos GIGA-N",{"v":5113,"d":"5,113"},"PG04","4048482980560"]
[null,6086595,"Atmos GIGA-N 032/160.1-4/2","1 Pump","Atmos GIGA-N",{"v":5278,"d":"5,278"},"PG04","4048482980584"]
[null,6086574,"Atmos GIGA-N 032/160-0,25/4","1 Pump","Atmos GIGA-N",{"v":4681,"d":"4,681"},"PG04","4048482980607"]
[null,6086573,"Atmos GIGA-N 032/160-0,37/4","1 Pump","Atmos GIGA-N",{"v":4824,"d":"4,824"},"PG04","4048482980621"]
[null,6086572,"Atmos GIGA-N 032/160-0,55/4","1 Pump","Atmos GIGA-N",{"v":4794,"d":"4,794"},"PG04","4048482980645"]
[null,6086579,"Atmos GIGA-N 032/160-2,2/2","1 Pump","Atmos GIGA-N",{"v":4947,"d":"4,947"},"PG04","4048482980669"]
[null,6086578,"Atmos GIGA-N 032/160-3/2","1 Pump","Atmos GIGA-N",{"v":5186,"d":"5,186"},"PG04","4048482980683"]
[null,6086577,"Atmos GIGA-N 032/160-4/2","1 Pump","Atmos GIGA-N",{"v":5352,"d":"5,352"},"PG04","4048482980706"]
[null,6086576,"Atmos GIGA-N 032/160-5,5/2","1 Pump","Atmos GIGA-N",{"v":5780,"d":"5,780"},"PG04","4048482980720"]
[null,6086565,"Atmos GIGA-N 032/200-0,37/4","1 Pump","Atmos GIGA-N",{"v":4852,"d":"4,852"},"PG04","4048482980744"]
[null,6086564,"Atmos GIGA-N 032/200-0,55/4","1 Pump","Atmos GIGA-N",{"v":4822,"d":"4,822"},"PG04","4048482980768"]
[null,6086563,"Atmos GIGA-N 032/200-0,75/4","1 Pump","Atmos GIGA-N",{"v":4670,"d":"4,670"},"PG04","4048482980782"]
[null,6086562,"Atmos GIGA-N 032/200-1,1/4","1 Pump","Atmos GIGA-N",{"v":4730,"d":"4,730"},"PG04","4048482980805"]
[null,6086570,"Atmos GIGA-N 032/200-3/2","1 Pump","Atmos GIGA-N",{"v":5214,"d":"5,214"},"PG04","4048482980829"]
[null,6086569,"Atmos GIGA-N 032/200-4/2","1 Pump","Atmos GIGA-N",{"v":5379,"d":"5,379"},"PG04","4048482980843"]
[null,6086568,"Atmos GIGA-N 032/200-5,5/2","1 Pump","Atmos GIGA-N",{"v":5809,"d":"5,809"},"PG04","4048482980867"]
[null,6086567,"Atmos GIGA-N 032/200-7,5/2","1 Pump","Atmos GIGA-N",{"v":6155,"d":"6,155"},"PG04","4048482980881"]
[null,6086553,"Atmos GIGA-N 032/250-0,55/4","1 Pump","Atmos GIGA-N",{"v":5720,"d":"5,720"},"PG04","4048482980904"]
[null,6086552,"Atmos GIGA-N 032/250-0,75/4","1 Pump","Atmos GIGA-N",{"v":5570,"d":"5,570"},"PG04","4048482980928"]
[null,6086551,"Atmos GIGA-N 032/250-1,1/4","1 Pump","Atmos GIGA-N",{"v":5629,"d":"5,629"},"PG04","4048482980942"]
[null,6086550,"Atmos GIGA-N 032/250-1,5/4","1 Pump","Atmos GIGA-N",{"v":5709,"d":"5,709"},"PG04","4048482980966"]
[null,6086557,"Atmos GIGA-N 032/250-11/2","1 Pump","Atmos GIGA-N",{"v":8147,"d":"8,147"},"PG04","4048482980980"]
[null,6086556,"Atmos GIGA-N 032/250-15/2","1 Pump","Atmos GIGA-N",{"v":8723,"d":"8,723"},"PG04","4048482981000"]
[null,6086555,"Atmos GIGA-N 032/250-18,5/2","1 Pump","Atmos GIGA-N",{"v":9147,"d":"9,147"},"PG04","4048482981024"]
[null,6086549,"Atmos GIGA-N 032/250-2,2/4","1 Pump","Atmos GIGA-N",{"v":5857,"d":"5,857"},"PG04","4048482981048"]
[null,6086600,"Atmos GIGA-N 032/250-3/4","1 Pump","Atmos GIGA-N",{"v":6000,"d":"6,000"},"PG04","4048482981062"]
[null,6086559,"Atmos GIGA-N 032/250-5,5/2","1 Pump","Atmos GIGA-N",{"v":6709,"d":"6,709"},"PG04","4048482981086"]
[null,6086558,"Atmos GIGA-N 032/250-7,5/2","1 Pump","Atmos GIGA-N",{"v":7054,"d":"7,054"},"PG04","4048482981109"]
[null,6086305,"Atmos GIGA-N 040/125-0,25/4","1 Pump","Atmos GIGA-N",{"v":4720,"d":"4,720"},"PG04","4048482981123"]
[null,6086306,"Atmos GIGA-N 040/125-0,37/4","1 Pump","Atmos GIGA-N",{"v":4863,"d":"4,863"},"PG04","4048482981147"]
[null,6086307,"Atmos GIGA-N 040/125-0,55/4","1 Pump","Atmos GIGA-N",{"v":4832,"d":"4,832"},"PG04","4048482981161"]
[null,6086308,"Atmos GIGA-N 040/125-0,75/4","1 Pump","Atmos GIGA-N",{"v":4681,"d":"4,681"},"PG04","4048482981185"]
[null,6086310,"Atmos GIGA-N 040/125-2,2/2","1 Pump","Atmos GIGA-N",{"v":4987,"d":"4,987"},"PG04","4048482981208"]
[null,6086311,"Atmos GIGA-N 040/125-3/2","1 Pump","Atmos GIGA-N",{"v":5224,"d":"5,224"},"PG04","4048482981222"]
[null,6086312,"Atmos GIGA-N 040/125-4/2","1 Pump","Atmos GIGA-N",{"v":5391,"d":"5,391"},"PG04","4048482981246"]
[null,6086313,"Atmos GIGA-N 040/125-5,5/2","1 Pump","Atmos GIGA-N",{"v":5820,"d":"5,820"},"PG04","4048482981260"]
[null,6086543,"Atmos GIGA-N 040/160-0,37/4","1 Pump","Atmos GIGA-N",{"v":5043,"d":"5,043"},"PG04","4048482981284"]
[null,6086542,"Atmos GIGA-N 040/160-0,55/4","1 Pump","Atmos GIGA-N",{"v":5013,"d":"5,013"},"PG04","4048482981307"]
[null,6086541,"Atmos GIGA-N 040/160-0,75/4","1 Pump","Atmos GIGA-N",{"v":4860,"d":"4,860"},"PG04","4048482981321"]
[null,6086540,"Atmos GIGA-N 040/160-1,1/4","1 Pump","Atmos GIGA-N",{"v":4922,"d":"4,922"},"PG04","4048482981345"]
[null,6086544,"Atmos GIGA-N 040/160-11/2","1 Pump","Atmos GIGA-N",{"v":7438,"d":"7,438"},"PG04","4048482981369"]
[null,6086548,"Atmos GIGA-N 040/160-3/2","1 Pump","Atmos GIGA-N",{"v":5404,"d":"5,404"},"PG04","4048482981383"]
[null,6086547,"Atmos GIGA-N 040/160-4/2","1 Pump","Atmos GIGA-N",{"v":5571,"d":"5,571"},"PG04","4048482981406"]
[null,6086546,"Atmos GIGA-N 040/160-5,5/2","1 Pump","Atmos GIGA-N",{"v":5999,"d":"5,999"},"PG04","4048482981420"]
[null,6086545,"Atmos GIGA-N 040/160-7,5/2","1 Pump","Atmos GIGA-N",{"v":6344,"d":"6,344"},"PG04","4048482981444"]
[null,6086531,"Atmos GIGA-N 040/200-0,75/4","1 Pump","Atmos GIGA-N",{"v":4953,"d":"4,953"},"PG04","4048482981468"]
[null,6086530,"Atmos GIGA-N 040/200-1,1/4","1 Pump","Atmos GIGA-N",{"v":5013,"d":"5,013"},"PG04","4048482981482"]
[null,6086529,"Atmos GIGA-N 040/200-1,5/4","1 Pump","Atmos GIGA-N",{"v":5092,"d":"5,092"},"PG04","4048482981505"]
[null,6086537,"Atmos GIGA-N 040/200-11/2","1 Pump","Atmos GIGA-N",{"v":7529,"d":"7,529"},"PG04","4048482981529"]
[null,6086536,"Atmos GIGA-N 040/200-15/2","1 Pump","Atmos GIGA-N",{"v":8105,"d":"8,105"},"PG04","4048482981543"]
[null,6086528,"Atmos GIGA-N 040/200-2,2/4","1 Pump","Atmos GIGA-N",{"v":5237,"d":"5,237"},"PG04","4048482981567"]
[null,6086299,"Atmos GIGA-N 040/200-5,5/2","1 Pump","Atmos GIGA-N",{"v":6091,"d":"6,091"},"PG04","4048482981581"]
[null,6086538,"Atmos GIGA-N 040/200-7,5/2","1 Pump","Atmos GIGA-N",{"v":6436,"d":"6,436"},"PG04","4048482981604"]
[null,6086520,"Atmos GIGA-N 040/250-1,1/4","1 Pump","Atmos GIGA-N",{"v":5432,"d":"5,432"},"PG04","4048482981628"]
[null,6086519,"Atmos GIGA-N 040/250-1,5/4","1 Pump","Atmos GIGA-N",{"v":5512,"d":"5,512"},"PG04","4048482981642"]
[null,6086527,"Atmos GIGA-N 040/250-11/2","1 Pump","Atmos GIGA-N",{"v":7948,"d":"7,948"},"PG04","4048482981666"]
[null,6086526,"Atmos GIGA-N 040/250-15/2","1 Pump","Atmos GIGA-N",{"v":8524,"d":"8,524"},"PG04","4048482981680"]
[null,6086525,"Atmos GIGA-N 040/250-18,5/2","1 Pump","Atmos GIGA-N",{"v":8949,"d":"8,949"},"PG04","4048482981703"]
[null,6086518,"Atmos GIGA-N 040/250-2,2/4","1 Pump","Atmos GIGA-N",{"v":5659,"d":"5,659"},"PG04","4048482981727"]
[null,6086524,"Atmos GIGA-N 040/250-22/2","1 Pump","Atmos GIGA-N",{"v":10212,"d":"10,212"},"PG04","4048482981741"]
[null,6086517,"Atmos GIGA-N 040/250-3/4","1 Pump","Atmos GIGA-N",{"v":5802,"d":"5,802"},"PG04","4048482981765"]
[null,6086523,"Atmos GIGA-N 040/250-30/2","1 Pump","Atmos GIGA-N",{"v":12606,"d":"12,606"},"PG04","4048482981789"]
[null,6086510,"Atmos GIGA-N 040/315-2,2/4","1 Pump","Atmos GIGA-N",{"v":6916,"d":"6,916"},"PG04","4048482981802"]
[null,6086515,"Atmos GIGA-N 040/315-22/2","1 Pump","Atmos GIGA-N",{"v":11468,"d":"11,468"},"PG04","4048482981826"]
[null,6086509,"Atmos GIGA-N 040/315-3/4","1 Pump","Atmos GIGA-N",{"v":7059,"d":"7,059"},"PG04","4048482981840"]
[null,6086514,"Atmos GIGA-N 040/315-30/2","1 Pump","Atmos GIGA-N",{"v":13864,"d":"13,864"},"PG04","4048482981864"]
[null,6086513,"Atmos GIGA-N 040/315-37/2","1 Pump","Atmos GIGA-N",{"v":14721,"d":"14,721"},"PG04","4048482981888"]
[null,6086508,"Atmos GIGA-N 040/315-4/4","1 Pump","Atmos GIGA-N",{"v":7273,"d":"7,273"},"PG04","4048482981901"]
[null,6086512,"Atmos GIGA-N 040/315-45/2","1 Pump","Atmos GIGA-N",{"v":17160,"d":"17,160"},"PG04","4048482981925"]
[null,6086507,"Atmos GIGA-N 040/315-5,5/4","1 Pump","Atmos GIGA-N",{"v":7738,"d":"7,738"},"PG04","4048482981949"]
[null,6086511,"Atmos GIGA-N 040/315-55/2","1 Pump","Atmos GIGA-N",{"v":19905,"d":"19,905"},"PG04","4048482981963"]
[null,6086506,"Atmos GIGA-N 040/315-7,5/4","1 Pump","Atmos GIGA-N",{"v":8152,"d":"8,152"},"PG04","4048482981987"]
[null,6086314,"Atmos GIGA-N 050/125-0,37/4","1 Pump","Atmos GIGA-N",{"v":5244,"d":"5,244"},"PG04","4048482982007"]
[null,6086315,"Atmos GIGA-N 050/125-0,55/4","1 Pump","Atmos GIGA-N",{"v":5213,"d":"5,213"},"PG04","4048482982021"]
[null,6086316,"Atmos GIGA-N 050/125-0,75/4","1 Pump","Atmos GIGA-N",{"v":5062,"d":"5,062"},"PG04","4048482982045"]
[null,6086317,"Atmos GIGA-N 050/125-1,1/4","1 Pump","Atmos GIGA-N",{"v":5121,"d":"5,121"},"PG04","4048482982069"]
[null,6086318,"Atmos GIGA-N 050/125-3/2","1 Pump","Atmos GIGA-N",{"v":5605,"d":"5,605"},"PG04","4048482982083"]
[null,6086319,"Atmos GIGA-N 050/125-4/2","1 Pump","Atmos GIGA-N",{"v":5773,"d":"5,773"},"PG04","4048482982106"]
[null,6086320,"Atmos GIGA-N 050/125-5,5/2","1 Pump","Atmos GIGA-N",{"v":6200,"d":"6,200"},"PG04","4048482982120"]
[null,6086321,"Atmos GIGA-N 050/125-7,5/2","1 Pump","Atmos GIGA-N",{"v":6545,"d":"6,545"},"PG04","4048482982144"]
[null,6086322,"Atmos GIGA-N 050/160-0,55/4","1 Pump","Atmos GIGA-N",{"v":5072,"d":"5,072"},"PG04","4048482982168"]
[null,6086323,"Atmos GIGA-N 050/160-0,75/4","1 Pump","Atmos GIGA-N",{"v":4922,"d":"4,922"},"PG04","4048482982182"]
[null,6086324,"Atmos GIGA-N 050/160-1,1/4","1 Pump","Atmos GIGA-N",{"v":4979,"d":"4,979"},"PG04","4048482982205"]
[null,6086325,"Atmos GIGA-N 050/160-1,5/4","1 Pump","Atmos GIGA-N",{"v":5059,"d":"5,059"},"PG04","4048482982229"]
[null,6086326,"Atmos GIGA-N 050/160-11/2","1 Pump","Atmos GIGA-N",{"v":7497,"d":"7,497"},"PG04","4048482982243"]
[null,6086329,"Atmos GIGA-N 050/160-4/2","1 Pump","Atmos GIGA-N",{"v":5629,"d":"5,629"},"PG04","4048482982267"]
[null,6086330,"Atmos GIGA-N 050/160-5,5/2","1 Pump","Atmos GIGA-N",{"v":6058,"d":"6,058"},"PG04","4048482982281"]
[null,6086331,"Atmos GIGA-N 050/160-7,5/2","1 Pump","Atmos GIGA-N",{"v":6404,"d":"6,404"},"PG04","4048482982304"]
[null,6086497,"Atmos GIGA-N 050/200-1,1/4","1 Pump","Atmos GIGA-N",{"v":5187,"d":"5,187"},"PG04","4048482982328"]
[null,6086496,"Atmos GIGA-N 050/200-1,5/4","1 Pump","Atmos GIGA-N",{"v":5265,"d":"5,265"},"PG04","4048482982342"]
[null,6086504,"Atmos GIGA-N 050/200-11/2","1 Pump","Atmos GIGA-N",{"v":7703,"d":"7,703"},"PG04","4048482982366"]
[null,6086503,"Atmos GIGA-N 050/200-15/2","1 Pump","Atmos GIGA-N",{"v":8279,"d":"8,279"},"PG04","4048482982380"]
[null,6086502,"Atmos GIGA-N 050/200-18,5/2","1 Pump","Atmos GIGA-N",{"v":8704,"d":"8,704"},"PG04","4048482982403"]
[null,6086495,"Atmos GIGA-N 050/200-2,2/4","1 Pump","Atmos GIGA-N",{"v":5412,"d":"5,412"},"PG04","4048482982427"]
[null,6086501,"Atmos GIGA-N 050/200-22/2","1 Pump","Atmos GIGA-N",{"v":9966,"d":"9,966"},"PG04","4048482982441"]
[null,6086494,"Atmos GIGA-N 050/200-3/4","1 Pump","Atmos GIGA-N",{"v":5556,"d":"5,556"},"PG04","4048482982465"]
[null,6086505,"Atmos GIGA-N 050/200-7,5/2","1 Pump","Atmos GIGA-N",{"v":6610,"d":"6,610"},"PG04","4048482982489"]
[null,6086487,"Atmos GIGA-N 050/250-1,5/4","1 Pump","Atmos GIGA-N",{"v":5928,"d":"5,928"},"PG04","4048482982502"]
[null,6086492,"Atmos GIGA-N 050/250-15/2","1 Pump","Atmos GIGA-N",{"v":8940,"d":"8,940"},"PG04","4048482982526"]
[null,6086491,"Atmos GIGA-N 050/250-18,5/2","1 Pump","Atmos GIGA-N",{"v":9365,"d":"9,365"},"PG04","4048482982540"]
[null,6086486,"Atmos GIGA-N 050/250-2,2/4","1 Pump","Atmos GIGA-N",{"v":6075,"d":"6,075"},"PG04","4048482982564"]
[null,6086490,"Atmos GIGA-N 050/250-22/2","1 Pump","Atmos GIGA-N",{"v":10629,"d":"10,629"},"PG04","4048482982588"]
[null,6086485,"Atmos GIGA-N 050/250-3/4","1 Pump","Atmos GIGA-N",{"v":6220,"d":"6,220"},"PG04","4048482982601"]
[null,6086489,"Atmos GIGA-N 050/250-30/2","1 Pump","Atmos GIGA-N",{"v":13022,"d":"13,022"},"PG04","4048482982625"]
[null,6086488,"Atmos GIGA-N 050/250-37/2","1 Pump","Atmos GIGA-N",{"v":13881,"d":"13,881"},"PG04","4048482982649"]
[null,6086484,"Atmos GIGA-N 050/250-4/4","1 Pump","Atmos GIGA-N",{"v":6432,"d":"6,432"},"PG04","4048482982663"]
[null,6086472,"Atmos GIGA-N 050/315-11/4","1 Pump","Atmos GIGA-N",{"v":9338,"d":"9,338"},"PG04","4048482982687"]
[null,6086476,"Atmos GIGA-N 050/315-3/4","1 Pump","Atmos GIGA-N",{"v":7302,"d":"7,302"},"PG04","4048482982700"]
[null,6086482,"Atmos GIGA-N 050/315-30/2","1 Pump","Atmos GIGA-N",{"v":14106,"d":"14,106"},"PG04","4048482982724"]
[null,6086481,"Atmos GIGA-N 050/315-37/2","1 Pump","Atmos GIGA-N",{"v":14965,"d":"14,965"},"PG04","4048482982748"]
[null,6086475,"Atmos GIGA-N 050/315-4/4","1 Pump","Atmos GIGA-N",{"v":7515,"d":"7,515"},"PG04","4048482982762"]
[null,6086480,"Atmos GIGA-N 050/315-45/2","1 Pump","Atmos GIGA-N",{"v":17404,"d":"17,404"},"PG04","4048482982786"]
[null,6086474,"Atmos GIGA-N 050/315-5,5/4","1 Pump","Atmos GIGA-N",{"v":7980,"d":"7,980"},"PG04","4048482982809"]
[null,6086479,"Atmos GIGA-N 050/315-55/2","1 Pump","Atmos GIGA-N",{"v":20149,"d":"20,149"},"PG04","4048482982823"]
[null,6086473,"Atmos GIGA-N 050/315-7,5/4","1 Pump","Atmos GIGA-N",{"v":8395,"d":"8,395"},"PG04","4048482982847"]
[null,6086478,"Atmos GIGA-N 050/315-75/2","1 Pump","Atmos GIGA-N",{"v":25642,"d":"25,642"},"PG04","4048482982861"]
[null,6086333,"Atmos GIGA-N 065/125-0,55/4","1 Pump","Atmos GIGA-N",{"v":5045,"d":"5,045"},"PG04","4048482982885"]
[null,6086334,"Atmos GIGA-N 065/125-0,75/4","1 Pump","Atmos GIGA-N",{"v":4893,"d":"4,893"},"PG04","4048482982908"]
[null,6086335,"Atmos GIGA-N 065/125-1,1/4","1 Pump","Atmos GIGA-N",{"v":4951,"d":"4,951"},"PG04","4048482982922"]
[null,6086336,"Atmos GIGA-N 065/125-11/2","1 Pump","Atmos GIGA-N",{"v":7469,"d":"7,469"},"PG04","4048482982946"]
[null,6086339,"Atmos GIGA-N 065/125-4/2","1 Pump","Atmos GIGA-N",{"v":5604,"d":"5,604"},"PG04","4048482982960"]
[null,6086340,"Atmos GIGA-N 065/125-5,5/2","1 Pump","Atmos GIGA-N",{"v":6032,"d":"6,032"},"PG04","4048482982984"]
[null,6086341,"Atmos GIGA-N 065/125-7,5/2","1 Pump","Atmos GIGA-N",{"v":6376,"d":"6,376"},"PG04","4048482983004"]
[null,6086343,"Atmos GIGA-N 065/160-0,75/4","1 Pump","Atmos GIGA-N",{"v":5057,"d":"5,057"},"PG04","4048482983028"]
[null,6086344,"Atmos GIGA-N 065/160-1,1/4","1 Pump","Atmos GIGA-N",{"v":5116,"d":"5,116"},"PG04","4048482983042"]
[null,6086345,"Atmos GIGA-N 065/160-1,5/4","1 Pump","Atmos GIGA-N",{"v":5196,"d":"5,196"},"PG04","4048482983066"]
[null,6086346,"Atmos GIGA-N 065/160-11/2","1 Pump","Atmos GIGA-N",{"v":7633,"d":"7,633"},"PG04","4048482983080"]
[null,6086347,"Atmos GIGA-N 065/160-15/2","1 Pump","Atmos GIGA-N",{"v":8210,"d":"8,210"},"PG04","4048482983103"]
[null,6086348,"Atmos GIGA-N 065/160-18,5/2","1 Pump","Atmos GIGA-N",{"v":8634,"d":"8,634"},"PG04","4048482983127"]
[null,6086349,"Atmos GIGA-N 065/160-2,2/4","1 Pump","Atmos GIGA-N",{"v":5343,"d":"5,343"},"PG04","4048482983141"]
[null,6086351,"Atmos GIGA-N 065/160-7,5/2","1 Pump","Atmos GIGA-N",{"v":6541,"d":"6,541"},"PG04","4048482983165"]
[null,6086353,"Atmos GIGA-N 065/200-1,5/4","1 Pump","Atmos GIGA-N",{"v":6017,"d":"6,017"},"PG04","4048482983189"]
[null,6086354,"Atmos GIGA-N 065/200-11/2","1 Pump","Atmos GIGA-N",{"v":8457,"d":"8,457"},"PG04","4048482983202"]
[null,6086355,"Atmos GIGA-N 065/200-15/2","1 Pump","Atmos GIGA-N",{"v":9031,"d":"9,031"},"PG04","4048482983226"]
[null,6086356,"Atmos GIGA-N 065/200-18,5/2","1 Pump","Atmos GIGA-N",{"v":9456,"d":"9,456"},"PG04","4048482983240"]
[null,6086357,"Atmos GIGA-N 065/200-2,2/4","1 Pump","Atmos GIGA-N",{"v":6165,"d":"6,165"},"PG04","4048482983264"]
[null,6086358,"Atmos GIGA-N 065/200-22/2","1 Pump","Atmos GIGA-N",{"v":10718,"d":"10,718"},"PG04","4048482983288"]
[null,6086359,"Atmos GIGA-N 065/200-3/4","1 Pump","Atmos GIGA-N",{"v":6309,"d":"6,309"},"PG04","4048482983301"]
[null,6086360,"Atmos GIGA-N 065/200-30/2","1 Pump","Atmos GIGA-N",{"v":13113,"d":"13,113"},"PG04","4048482983325"]
[null,6086361,"Atmos GIGA-N 065/200-37/2","1 Pump","Atmos GIGA-N",{"v":13971,"d":"13,971"},"PG04","4048482983349"]
[null,6086362,"Atmos GIGA-N 065/200-4/4","1 Pump","Atmos GIGA-N",{"v":6523,"d":"6,523"},"PG04","4048482983363"]
[null,6086464,"Atmos GIGA-N 065/250-2,2/4","1 Pump","Atmos GIGA-N",{"v":6676,"d":"6,676"},"PG04","4048482983387"]
[null,6086470,"Atmos GIGA-N 065/250-22/2","1 Pump","Atmos GIGA-N",{"v":11228,"d":"11,228"},"PG04","4048482983400"]
[null,6086463,"Atmos GIGA-N 065/250-3/4","1 Pump","Atmos GIGA-N",{"v":6819,"d":"6,819"},"PG04","4048482983424"]
[null,6086469,"Atmos GIGA-N 065/250-30/2","1 Pump","Atmos GIGA-N",{"v":13623,"d":"13,623"},"PG04","4048482983448"]
[null,6086468,"Atmos GIGA-N 065/250-37/2","1 Pump","Atmos GIGA-N",{"v":14480,"d":"14,480"},"PG04","4048482983462"]
[null,6086462,"Atmos GIGA-N 065/250-4/4","1 Pump","Atmos GIGA-N",{"v":7032,"d":"7,032"},"PG04","4048482983486"]
[null,6086467,"Atmos GIGA-N 065/250-45/2","1 Pump","Atmos GIGA-N",{"v":16921,"d":"16,921"},"PG04","4048482983509"]
[null,6086461,"Atmos GIGA-N 065/250-5,5/4","1 Pump","Atmos GIGA-N",{"v":7497,"d":"7,497"},"PG04","4048482983523"]
[null,6086466,"Atmos GIGA-N 065/250-55/2","1 Pump","Atmos GIGA-N",{"v":19664,"d":"19,664"},"PG04","4048482983547"]
[null,6086460,"Atmos GIGA-N 065/250-7,5/4","1 Pump","Atmos GIGA-N",{"v":7913,"d":"7,913"},"PG04","4048482983561"]
[null,6086449,"Atmos GIGA-N 065/315-11/4","1 Pump","Atmos GIGA-N",{"v":9967,"d":"9,967"},"PG04","4048482983585"]
[null,6086454,"Atmos GIGA-N 065/315-110/2","1 Pump","Atmos GIGA-N",{"v":35808,"d":"35,808"},"PG04","4048482983608"]
[null,6086448,"Atmos GIGA-N 065/315-15/4","1 Pump","Atmos GIGA-N",{"v":10505,"d":"10,505"},"PG04","4048482983622"]
[null,6086452,"Atmos GIGA-N 065/315-4/4","1 Pump","Atmos GIGA-N",{"v":8144,"d":"8,144"},"PG04","4048482983646"]
[null,6086458,"Atmos GIGA-N 065/315-45/2","1 Pump","Atmos GIGA-N",{"v":18032,"d":"18,032"},"PG04","4048482983660"]
[null,6086451,"Atmos GIGA-N 065/315-5,5/4","1 Pump","Atmos GIGA-N",{"v":8608,"d":"8,608"},"PG04","4048482983684"]
[null,6086457,"Atmos GIGA-N 065/315-55/2","1 Pump","Atmos GIGA-N",{"v":20776,"d":"20,776"},"PG04","4048482983707"]
[null,6086450,"Atmos GIGA-N 065/315-7,5/4","1 Pump","Atmos GIGA-N",{"v":9024,"d":"9,024"},"PG04","4048482983721"]
[null,6086456,"Atmos GIGA-N 065/315-75/2","1 Pump","Atmos GIGA-N",{"v":26270,"d":"26,270"},"PG04","4048482983745"]
[null,6086455,"Atmos GIGA-N 065/315-90/2","1 Pump","Atmos GIGA-N",{"v":27864,"d":"27,864"},"PG04","4048482983769"]
[null,6086363,"Atmos GIGA-N 080/160-1,1/4","1 Pump","Atmos GIGA-N",{"v":6032,"d":"6,032"},"PG04","4048482983783"]
[null,6086364,"Atmos GIGA-N 080/160-1,5/4","1 Pump","Atmos GIGA-N",{"v":6110,"d":"6,110"},"PG04","4048482983806"]
[null,6086365,"Atmos GIGA-N 080/160-11/2","1 Pump","Atmos GIGA-N",{"v":8549,"d":"8,549"},"PG04","4048482983820"]
[null,6086366,"Atmos GIGA-N 080/160-15/2","1 Pump","Atmos GIGA-N",{"v":9123,"d":"9,123"},"PG04","4048482983844"]
[null,6086367,"Atmos GIGA-N 080/160-18,5/2","1 Pump","Atmos GIGA-N",{"v":9549,"d":"9,549"},"PG04","4048482983868"]
[null,6086368,"Atmos GIGA-N 080/160-2,2/4","1 Pump","Atmos GIGA-N",{"v":6257,"d":"6,257"},"PG04","4048482983882"]
[null,6086369,"Atmos GIGA-N 080/160-22/2","1 Pump","Atmos GIGA-N",{"v":10810,"d":"10,810"},"PG04","4048482983905"]
[null,6086370,"Atmos GIGA-N 080/160-3/4","1 Pump","Atmos GIGA-N",{"v":6401,"d":"6,401"},"PG04","4048482983929"]
[null,6086371,"Atmos GIGA-N 080/160-30/2","1 Pump","Atmos GIGA-N",{"v":13205,"d":"13,205"},"PG04","4048482983943"]
[null,6086373,"Atmos GIGA-N 080/200-18,5/2","1 Pump","Atmos GIGA-N",{"v":9990,"d":"9,990"},"PG04","4048482983967"]
[null,6086374,"Atmos GIGA-N 080/200-2,2/4","1 Pump","Atmos GIGA-N",{"v":6698,"d":"6,698"},"PG04","4048482983981"]
[null,6086375,"Atmos GIGA-N 080/200-22/2","1 Pump","Atmos GIGA-N",{"v":11252,"d":"11,252"},"PG04","4048482984001"]
[null,6086376,"Atmos GIGA-N 080/200-3/4","1 Pump","Atmos GIGA-N",{"v":6843,"d":"6,843"},"PG04","4048482984025"]
[null,6086377,"Atmos GIGA-N 080/200-30/2","1 Pump","Atmos GIGA-N",{"v":13645,"d":"13,645"},"PG04","4048482984049"]
[null,6086378,"Atmos GIGA-N 080/200-37/2","1 Pump","Atmos GIGA-N",{"v":14505,"d":"14,505"},"PG04","4048482984063"]
[null,6086379,"Atmos GIGA-N 080/200-4/4","1 Pump","Atmos GIGA-N",{"v":7055,"d":"7,055"},"PG04","4048482984087"]
[null,6086381,"Atmos GIGA-N 080/200-5,5/4","1 Pump","Atmos GIGA-N",{"v":7521,"d":"7,521"},"PG04","4048482984124"]
[null,6086382,"Atmos GIGA-N 080/200-55/2","1 Pump","Atmos GIGA-N",{"v":19688,"d":"19,688"},"PG04","4048482984148"]
[null,6086383,"Atmos GIGA-N 080/200-7,5/4","1 Pump","Atmos GIGA-N",{"v":7936,"d":"7,936"},"PG04","4048482984162"]
[null,6086436,"Atmos GIGA-N 080/250-11/4","1 Pump","Atmos GIGA-N",{"v":9963,"d":"9,963"},"PG04","4048482984186"]
[null,6086440,"Atmos GIGA-N 080/250-3/4","1 Pump","Atmos GIGA-N",{"v":7929,"d":"7,929"},"PG04","4048482984209"]
[null,6086446,"Atmos GIGA-N 080/250-37/2","1 Pump","Atmos GIGA-N",{"v":15591,"d":"15,591"},"PG04","4048482984223"]
[null,6086439,"Atmos GIGA-N 080/250-4/4","1 Pump","Atmos GIGA-N",{"v":8143,"d":"8,143"},"PG04","4048482984247"]
[null,6086445,"Atmos GIGA-N 080/250-45/2","1 Pump","Atmos GIGA-N",{"v":18030,"d":"18,030"},"PG04","4048482984261"]
[null,6086438,"Atmos GIGA-N 080/250-5,5/4","1 Pump","Atmos GIGA-N",{"v":8607,"d":"8,607"},"PG04","4048482984285"]
[null,6086444,"Atmos GIGA-N 080/250-55/2","1 Pump","Atmos GIGA-N",{"v":20773,"d":"20,773"},"PG04","4048482984308"]
[null,6086437,"Atmos GIGA-N 080/250-7,5/4","1 Pump","Atmos GIGA-N",{"v":9022,"d":"9,022"},"PG04","4048482984322"]
[null,6086443,"Atmos GIGA-N 080/250-75/2","1 Pump","Atmos GIGA-N",{"v":26269,"d":"26,269"},"PG04","4048482984346"]
[null,6086442,"Atmos GIGA-N 080/250-90/2","1 Pump","Atmos GIGA-N",{"v":27861,"d":"27,861"},"PG04","4048482984360"]
[null,6086405,"Atmos GIGA-N 080/315.1-110/2","1 Pump","Atmos GIGA-N",{"v":36918,"d":"36,918"},"PG04","4048482984384"]
[null,6086404,"Atmos GIGA-N 080/315.1-132/2","1 Pump","Atmos GIGA-N",{"v":41363,"d":"41,363"},"PG04","4048482984407"]
[null,6086297,"Atmos GIGA-N 080/315.1-160/2","1 Pump","Atmos GIGA-N",{"v":48576,"d":"48,576"},"PG04","4048482984421"]
[null,6086406,"Atmos GIGA-N 080/315.1-90/2","1 Pump","Atmos GIGA-N",{"v":28975,"d":"28,975"},"PG04","4048482984445"]
[null,6086402,"Atmos GIGA-N 080/315-11/4","1 Pump","Atmos GIGA-N",{"v":10596,"d":"10,596"},"PG04","4048482984469"]
[null,6086401,"Atmos GIGA-N 080/315-15/4","1 Pump","Atmos GIGA-N",{"v":11134,"d":"11,134"},"PG04","4048482984483"]
[null,6086400,"Atmos GIGA-N 080/315-18,5/4","1 Pump","Atmos GIGA-N",{"v":12522,"d":"12,522"},"PG04","4048482984506"]
[null,6086399,"Atmos GIGA-N 080/315-22/4","1 Pump","Atmos GIGA-N",{"v":12639,"d":"12,639"},"PG04","4048482984520"]
[null,6086403,"Atmos GIGA-N 080/315-7,5/4","1 Pump","Atmos GIGA-N",{"v":9655,"d":"9,655"},"PG04","4048482984544"]
[null,6086398,"Atmos GIGA-N 080/315-75/2","1 Pump","Atmos GIGA-N",{"v":26900,"d":"26,900"},"PG04","4048482984568"]
[null,6086397,"Atmos GIGA-N 080/315-90/2","1 Pump","Atmos GIGA-N",{"v":28495,"d":"28,495"},"PG04","4048482984582"]
[null,6086434,"Atmos GIGA-N 080/400-18,5/4","1 Pump","Atmos GIGA-N",{"v":16132,"d":"16,132"},"PG04","4048482984605"]
[null,6086433,"Atmos GIGA-N 080/400-22/4","1 Pump","Atmos GIGA-N",{"v":16249,"d":"16,249"},"PG04","4048482984629"]
[null,6086432,"Atmos GIGA-N 080/400-30/4","1 Pump","Atmos GIGA-N",{"v":17077,"d":"17,077"},"PG04","4048482984643"]
[null,6086431,"Atmos GIGA-N 080/400-37/4","1 Pump","Atmos GIGA-N",{"v":19709,"d":"19,709"},"PG04","4048482984667"]
[null,6086430,"Atmos GIGA-N 080/400-45/4","1 Pump","Atmos GIGA-N",{"v":20450,"d":"20,450"},"PG04","4048482984681"]
[null,6086205,"Atmos GIGA-N 100/160-18,5/2","1 Pump","Atmos GIGA-N",{"v":8521,"d":"8,521"},"PG04","4048482977843"]
[null,6086206,"Atmos GIGA-N 100/160-2,2/4","1 Pump","Atmos GIGA-N",{"v":5230,"d":"5,230"},"PG04","4048482977867"]
[null,6086207,"Atmos GIGA-N 100/160-22/2","1 Pump","Atmos GIGA-N",{"v":9783,"d":"9,783"},"PG04","4048482977881"]
[null,6086208,"Atmos GIGA-N 100/160-3/4","1 Pump","Atmos GIGA-N",{"v":5373,"d":"5,373"},"PG04","4048482977904"]
[null,6086209,"Atmos GIGA-N 100/160-30/2","1 Pump","Atmos GIGA-N",{"v":12176,"d":"12,176"},"PG04","4048482978420"]
[null,6086211,"Atmos GIGA-N 100/160-4/4","1 Pump","Atmos GIGA-N",{"v":5586,"d":"5,586"},"PG04","4048482978444"]
[null,6086215,"Atmos GIGA-N 100/200-3/4","1 Pump","Atmos GIGA-N",{"v":7649,"d":"7,649"},"PG04","4048482978468"]
[null,6086216,"Atmos GIGA-N 100/200-30/2","1 Pump","Atmos GIGA-N",{"v":14452,"d":"14,452"},"PG04","4048482978482"]
[null,6086217,"Atmos GIGA-N 100/200-37/2","1 Pump","Atmos GIGA-N",{"v":15312,"d":"15,312"},"PG04","4048482978505"]
[null,6086218,"Atmos GIGA-N 100/200-4/4","1 Pump","Atmos GIGA-N",{"v":7862,"d":"7,862"},"PG04","4048482978529"]
[null,6086219,"Atmos GIGA-N 100/200-45/2","1 Pump","Atmos GIGA-N",{"v":17749,"d":"17,749"},"PG04","4048482978543"]
[null,6086220,"Atmos GIGA-N 100/200-5,5/4","1 Pump","Atmos GIGA-N",{"v":8326,"d":"8,326"},"PG04","4048482978567"]
[null,6086221,"Atmos GIGA-N 100/200-55/2","1 Pump","Atmos GIGA-N",{"v":20493,"d":"20,493"},"PG04","4048482978581"]
[null,6086222,"Atmos GIGA-N 100/200-7,5/4","1 Pump","Atmos GIGA-N",{"v":8742,"d":"8,742"},"PG04","4048482978604"]
[null,6086223,"Atmos GIGA-N 100/200-75/2","1 Pump","Atmos GIGA-N",{"v":25987,"d":"25,987"},"PG04","4048482978628"]
[null,6086231,"Atmos GIGA-N 100/250.1-110/2","1 Pump","Atmos GIGA-N",{"v":38026,"d":"38,026"},"PG04","4048482978642"]
[null,6086232,"Atmos GIGA-N 100/250.1-132/2","1 Pump","Atmos GIGA-N",{"v":42474,"d":"42,474"},"PG04","4048482978666"]
[null,6086233,"Atmos GIGA-N 100/250.1-90/2","1 Pump","Atmos GIGA-N",{"v":30082,"d":"30,082"},"PG04","4048482978680"]
[null,6086224,"Atmos GIGA-N 100/250-11/4","1 Pump","Atmos GIGA-N",{"v":10294,"d":"10,294"},"PG04","4048482978703"]
[null,6086225,"Atmos GIGA-N 100/250-15/4","1 Pump","Atmos GIGA-N",{"v":10830,"d":"10,830"},"PG04","4048482978727"]
[null,6086226,"Atmos GIGA-N 100/250-5,5/4","1 Pump","Atmos GIGA-N",{"v":8934,"d":"8,934"},"PG04","4048482978741"]
[null,6086227,"Atmos GIGA-N 100/250-55/2","1 Pump","Atmos GIGA-N",{"v":21104,"d":"21,104"},"PG04","4048482978765"]
[null,6086228,"Atmos GIGA-N 100/250-7,5/4","1 Pump","Atmos GIGA-N",{"v":9351,"d":"9,351"},"PG04","4048482978789"]
[null,6086229,"Atmos GIGA-N 100/250-75/2","1 Pump","Atmos GIGA-N",{"v":26598,"d":"26,598"},"PG04","4048482978802"]
[null,6086230,"Atmos GIGA-N 100/250-90/2","1 Pump","Atmos GIGA-N",{"v":28192,"d":"28,192"},"PG04","4048482978826"]
[null,6086416,"Atmos GIGA-N 100/315.1-110/2","1 Pump","Atmos GIGA-N",{"v":39360,"d":"39,360"},"PG04","4048482978840"]
[null,6086415,"Atmos GIGA-N 100/315.1-132/2","1 Pump","Atmos GIGA-N",{"v":43806,"d":"43,806"},"PG04","4048482978864"]
[null,6086414,"Atmos GIGA-N 100/315.1-160/2","1 Pump","Atmos GIGA-N",{"v":51018,"d":"51,018"},"PG04","4048482978888"]
[null,6086413,"Atmos GIGA-N 100/315.1-200/2","1 Pump","Atmos GIGA-N",{"v":60272,"d":"60,272"},"PG04","4048482978901"]
[null,6086417,"Atmos GIGA-N 100/315.1-90/2","1 Pump","Atmos GIGA-N",{"v":31418,"d":"31,418"},"PG04","4048482978925"]
[null,6086422,"Atmos GIGA-N 100/315-11/4","1 Pump","Atmos GIGA-N",{"v":11607,"d":"11,607"},"PG04","4048482978949"]
[null,6086421,"Atmos GIGA-N 100/315-15/4","1 Pump","Atmos GIGA-N",{"v":12145,"d":"12,145"},"PG04","4048482978963"]
[null,6086420,"Atmos GIGA-N 100/315-18,5/4","1 Pump","Atmos GIGA-N",{"v":13533,"d":"13,533"},"PG04","4048482978987"]
[null,6086419,"Atmos GIGA-N 100/315-22/4","1 Pump","Atmos GIGA-N",{"v":13650,"d":"13,650"},"PG04","4048482979007"]
[null,6086418,"Atmos GIGA-N 100/315-30/4","1 Pump","Atmos GIGA-N",{"v":14477,"d":"14,477"},"PG04","4048482979021"]
[null,6086428,"Atmos GIGA-N 100/400-22/4","1 Pump","Atmos GIGA-N",{"v":17161,"d":"17,161"},"PG04","4048482979045"]
[null,6086427,"Atmos GIGA-N 100/400-30/4","1 Pump","Atmos GIGA-N",{"v":17992,"d":"17,992"},"PG04","4048482979069"]
[null,6086426,"Atmos GIGA-N 100/400-37/4","1 Pump","Atmos GIGA-N",{"v":20624,"d":"20,624"},"PG04","4048482979083"]
[null,6086425,"Atmos GIGA-N 100/400-45/4","1 Pump","Atmos GIGA-N",{"v":21363,"d":"21,363"},"PG04","4048482979106"]
[null,6086424,"Atmos GIGA-N 100/400-55/4","1 Pump","Atmos GIGA-N",{"v":24359,"d":"24,359"},"PG04","4048482979120"]
[null,6086234,"Atmos GIGA-N 125/200-11/4","1 Pump","Atmos GIGA-N",{"v":10174,"d":"10,174"},"PG04","4048482979144"]
[null,6086236,"Atmos GIGA-N 125/200-15/4","1 Pump","Atmos GIGA-N",{"v":10712,"d":"10,712"},"PG04","4048482979168"]
[null,6086237,"Atmos GIGA-N 125/200-45/2","1 Pump","Atmos GIGA-N",{"v":18240,"d":"18,240"},"PG04","4048482979182"]
[null,6086238,"Atmos GIGA-N 125/200-5,5/4","1 Pump","Atmos GIGA-N",{"v":8817,"d":"8,817"},"PG04","4048482979205"]
[null,6086239,"Atmos GIGA-N 125/200-55/2","1 Pump","Atmos GIGA-N",{"v":20985,"d":"20,985"},"PG04","4048482979229"]
[null,6086240,"Atmos GIGA-N 125/200-7,5/4","1 Pump","Atmos GIGA-N",{"v":9231,"d":"9,231"},"PG04","4048482979243"]
[null,6086241,"Atmos GIGA-N 125/200-75/2","1 Pump","Atmos GIGA-N",{"v":26478,"d":"26,478"},"PG04","4048482979267"]
[null,6086242,"Atmos GIGA-N 125/200-90/2","1 Pump","Atmos GIGA-N",{"v":28073,"d":"28,073"},"PG04","4048482979281"]
[null,6086581,"Atmos GIGA-N 125/250.1-110/2","1 Pump","Atmos GIGA-N",{"v":39297,"d":"39,297"},"PG04","4048482979342"]
[null,6086583,"Atmos GIGA-N 125/250.1-132/2","1 Pump","Atmos GIGA-N",{"v":43743,"d":"43,743"},"PG04","4048482979366"]
[null,6086213,"Atmos GIGA-N 125/250.1-160/2","1 Pump","Atmos GIGA-N",{"v":50955,"d":"50,955"},"PG04","4048482979403"]
[null,6086254,"Atmos GIGA-N 125/250.1-90/2","1 Pump","Atmos GIGA-N",{"v":31354,"d":"31,354"},"PG04","4048482979304"]
[null,6086243,"Atmos GIGA-N 125/250-11/4","1 Pump","Atmos GIGA-N",{"v":11085,"d":"11,085"},"PG04","4048482979328"]
[null,6086246,"Atmos GIGA-N 125/250-15/4","1 Pump","Atmos GIGA-N",{"v":11621,"d":"11,621"},"PG04","4048482979380"]
[null,6086248,"Atmos GIGA-N 125/250-18,5/4","1 Pump","Atmos GIGA-N",{"v":13011,"d":"13,011"},"PG04","4048482979427"]
[null,6086249,"Atmos GIGA-N 125/250-22/4","1 Pump","Atmos GIGA-N",{"v":13127,"d":"13,127"},"PG04","4048482979441"]
[null,6086251,"Atmos GIGA-N 125/250-7,5/4","1 Pump","Atmos GIGA-N",{"v":10142,"d":"10,142"},"PG04","4048482979465"]
[null,6086252,"Atmos GIGA-N 125/250-75/2","1 Pump","Atmos GIGA-N",{"v":27389,"d":"27,389"},"PG04","4048482979489"]
[null,6086253,"Atmos GIGA-N 125/250-90/2","1 Pump","Atmos GIGA-N",{"v":28982,"d":"28,982"},"PG04","4048482979502"]
[null,6086255,"Atmos GIGA-N 125/315-15/4","1 Pump","Atmos GIGA-N",{"v":15041,"d":"15,041"},"PG04","4048482979526"]
[null,6086256,"Atmos GIGA-N 125/315-18,5/4","1 Pump","Atmos GIGA-N",{"v":16427,"d":"16,427"},"PG04","4048482979540"]
[null,6086257,"Atmos GIGA-N 125/315-22/4","1 Pump","Atmos GIGA-N",{"v":16546,"d":"16,546"},"PG04","4048482979564"]
[null,6086258,"Atmos GIGA-N 125/315-30/4","1 Pump","Atmos GIGA-N",{"v":17373,"d":"17,373"},"PG04","4048482979588"]
[null,6086259,"Atmos GIGA-N 125/315-37/4","1 Pump","Atmos GIGA-N",{"v":20006,"d":"20,006"},"PG04","4048482979601"]
[null,6086260,"Atmos GIGA-N 125/315-45/4","1 Pump","Atmos GIGA-N",{"v":20746,"d":"20,746"},"PG04","4048482979625"]
[null,6086261,"Atmos GIGA-N 125/400-30/4","1 Pump","Atmos GIGA-N",{"v":20168,"d":"20,168"},"PG04","4048482979649"]
[null,6086262,"Atmos GIGA-N 125/400-37/4","1 Pump","Atmos GIGA-N",{"v":22800,"d":"22,800"},"PG04","4048482979663"]
[null,6086263,"Atmos GIGA-N 125/400-45/4","1 Pump","Atmos GIGA-N",{"v":23539,"d":"23,539"},"PG04","4048482979687"]
[null,6086264,"Atmos GIGA-N 125/400-55/4","1 Pump","Atmos GIGA-N",{"v":26535,"d":"26,535"},"PG04","4048482979700"]
[null,6086265,"Atmos GIGA-N 125/400-75/4","1 Pump","Atmos GIGA-N",{"v":28706,"d":"28,706"},"PG04","4048482979724"]
[null,6086266,"Atmos GIGA-N 125/400-90/4","1 Pump","Atmos GIGA-N",{"v":33389,"d":"33,389"},"PG04","4048482979748"]
[null,6086267,"Atmos GIGA-N 150/200-11/4","1 Pump","Atmos GIGA-N",{"v":13062,"d":"13,062"},"PG04","4048482979762"]
[null,6086268,"Atmos GIGA-N 150/200-110/2","1 Pump","Atmos GIGA-N",{"v":38903,"d":"38,903"},"PG04","4048482979786"]
[null,6086269,"Atmos GIGA-N 150/200-15/4","1 Pump","Atmos GIGA-N",{"v":13599,"d":"13,599"},"PG04","4048482979809"]
[null,6086270,"Atmos GIGA-N 150/200-7,5/4","1 Pump","Atmos GIGA-N",{"v":12119,"d":"12,119"},"PG04","4048482979823"]
[null,6086271,"Atmos GIGA-N 150/200-75/2","1 Pump","Atmos GIGA-N",{"v":29366,"d":"29,366"},"PG04","4048482979847"]
[null,6086272,"Atmos GIGA-N 150/200-90/2","1 Pump","Atmos GIGA-N",{"v":30961,"d":"30,961"},"PG04","4048482979861"]
[null,6086273,"Atmos GIGA-N 150/250-11/4","1 Pump","Atmos GIGA-N",{"v":14195,"d":"14,195"},"PG04","4048482979885"]
[null,6086274,"Atmos GIGA-N 150/250-110/2","1 Pump","Atmos GIGA-N",{"v":40034,"d":"40,034"},"PG04","4048482979908"]
[null,6086275,"Atmos GIGA-N 150/250-132/2","1 Pump","Atmos GIGA-N",{"v":44482,"d":"44,482"},"PG04","4048482979922"]
[null,6086276,"Atmos GIGA-N 150/250-15/4","1 Pump","Atmos GIGA-N",{"v":14730,"d":"14,730"},"PG04","4048482979946"]
[null,6086277,"Atmos GIGA-N 150/250-160/2","1 Pump","Atmos GIGA-N",{"v":51690,"d":"51,690"},"PG04","4048482979960"]
[null,6086278,"Atmos GIGA-N 150/250-18,5/4","1 Pump","Atmos GIGA-N",{"v":16119,"d":"16,119"},"PG04","4048482979984"]
[null,6086279,"Atmos GIGA-N 150/250-200/2","1 Pump","Atmos GIGA-N",{"v":60946,"d":"60,946"},"PG04","4048482980003"]
[null,6086280,"Atmos GIGA-N 150/250-22/4","1 Pump","Atmos GIGA-N",{"v":16235,"d":"16,235"},"PG04","4048482980027"]
[null,6086281,"Atmos GIGA-N 150/250-30/4","1 Pump","Atmos GIGA-N",{"v":17064,"d":"17,064"},"PG04","4048482980041"]
[null,6086282,"Atmos GIGA-N 150/250-90/2","1 Pump","Atmos GIGA-N",{"v":32092,"d":"32,092"},"PG04","4048482980065"]
[null,6086283,"Atmos GIGA-N 150/315-18,5/4","1 Pump","Atmos GIGA-N",{"v":18626,"d":"18,626"},"PG04","4048482980089"]
[null,6086284,"Atmos GIGA-N 150/315-22/4","1 Pump","Atmos GIGA-N",{"v":18744,"d":"18,744"},"PG04","4048482980102"]
[null,6086285,"Atmos GIGA-N 150/315-30/4","1 Pump","Atmos GIGA-N",{"v":19572,"d":"19,572"},"PG04","4048482980126"]
[null,6086286,"Atmos GIGA-N 150/315-37/4","1 Pump","Atmos GIGA-N",{"v":22204,"d":"22,204"},"PG04","4048482980140"]
[null,6086287,"Atmos GIGA-N 150/315-45/4","1 Pump","Atmos GIGA-N",{"v":22944,"d":"22,944"},"PG04","4048482980164"]
[null,6086288,"Atmos GIGA-N 150/315-55/4","1 Pump","Atmos GIGA-N",{"v":25940,"d":"25,940"},"PG04","4048482980188"]
[null,6086407,"Atmos GIGA-N 150/400-110/4","1 Pump","Atmos GIGA-N",{"v":42400,"d":"42,400"},"PG04","4048482980201"]
[null,6086411,"Atmos GIGA-N 150/400-45/4","1 Pump","Atmos GIGA-N",{"v":26863,"d":"26,863"},"PG04","4048482980225"]
[null,6086410,"Atmos GIGA-N 150/400-55/4","1 Pump","Atmos GIGA-N",{"v":29857,"d":"29,857"},"PG04","4048482980249"]
[null,6086409,"Atmos GIGA-N 150/400-75/4","1 Pump","Atmos GIGA-N",{"v":32029,"d":"32,029"},"PG04","4048482980263"]
[null,6086408,"Atmos GIGA-N 150/400-90/4","1 Pump","Atmos GIGA-N",{"v":36711,"d":"36,711"},"PG04","4048482980287"]
[null,4189516,"HiMulti 3-23 /1/5/230","1 Pump","HiMulti 3",631,"PG05",4048482424439]
[null,4197375,"HiMulti 3-23 /1/5/230/S1","1 Pump","HiMulti 3",640,"PG05",4048482557595]
[null,4194279,"HiMulti 3-23 P/1/5/230","1 Pump","HiMulti 3",633,"PG05",4048482500546]
[null,4197369,"HiMulti 3-23 P/1/5/230/S1","1 Pump","HiMulti 3",643,"PG05",4048482557540]
[null,4189518,"HiMulti 3-24 /1/5/230","1 Pump","HiMulti 3",652,"PG05",4048482424453]
[null,4197376,"HiMulti 3-24 /1/5/230/S1","1 Pump","HiMulti 3",627,"PG05",4048482557601]
[null,4194280,"HiMulti 3-24 P/1/5/230","1 Pump","HiMulti 3",654,"PG05",4048482500553]
[null,4197370,"HiMulti 3-24 P/1/5/230/S1","1 Pump","HiMulti 3",665,"PG05",4048482557557]
[null,4189520,"HiMulti 3-25 /1/5/230","1 Pump","HiMulti 3",682,"PG05",4048482424477]
[null,4197377,"HiMulti 3-25 /1/5/230/S1","1 Pump","HiMulti 3",691,"PG05",4048482557618]
[null,4194281,"HiMulti 3-25 P/1/5/230","1 Pump","HiMulti 3",684,"PG05",4048482500560]
[null,4197371,"HiMulti 3-25 P/1/5/230/S1","1 Pump","HiMulti 3",694,"PG05",4048482557564]
[null,4189522,"HiMulti 3-43 /1/5/230","1 Pump","HiMulti 3",631,"PG05",4048482424491]
[null,4197378,"HiMulti 3-43 /1/5/230/S1","1 Pump","HiMulti 3",661,"PG05",4048482557625]
[null,4194282,"HiMulti 3-43 P/1/5/230","1 Pump","HiMulti 3",633,"PG05",4048482500577]
[null,4197372,"HiMulti 3-43 P/1/5/230/S1","1 Pump","HiMulti 3",540,"PG05",4048482573403]
[null,4189524,"HiMulti 3-44 /1/5/230","1 Pump","HiMulti 3",674,"PG05",4048482424514]
[null,4197379,"HiMulti 3-44 /1/5/230/S1","1 Pump","HiMulti 3",684,"PG05",4048482557632]
[null,4194283,"HiMulti 3-44 P/1/5/230","1 Pump","HiMulti 3",677,"PG05",4048482500584]
[null,4197373,"HiMulti 3-44 P/1/5/230/S1","1 Pump","HiMulti 3",686,"PG05",4048482557571]
[null,4189526,"HiMulti 3-45 /1/5/230","1 Pump","HiMulti 3",736,"PG05",4048482424538]
[null,4197380,"HiMulti 3-45 /1/5/230/S1","1 Pump","HiMulti 3",746,"PG05",4048482557649]
[null,4194284,"HiMulti 3-45 P/1/5/230","1 Pump","HiMulti 3",739,"PG05",4048482500591]
[null,4197374,"HiMulti 3-45 P/1/5/230/S1","1 Pump","HiMulti 3",749,"PG05",4048482557588]
[null,2543603,"HiMulti3C1-23","1 Pump","HiMulti 3 C",965,"PG05",4048482503592]
[null,2543604,"HiMulti3C1-24","1 Pump","HiMulti 3 C",988,"PG05",4048482503608]
[null,2543599,"HiMulti3C1-24P","1 Pump","HiMulti 3 C",984,"PG05",4048482503554]
[null,2543605,"HiMulti3C1-25","1 Pump","HiMulti 3 C",983,"PG05",4048482503714]
[null,2543600,"HiMulti3C1-25P","1 Pump","HiMulti 3 C",{"v":1019,"d":"1,019"},"PG05",4048482503561]
[null,2543606,"HiMulti3C1-43","1 Pump","HiMulti 3 C",964,"PG05",4048482503721]
[null,2543607,"HiMulti3C1-44","1 Pump","HiMulti 3 C",{"v":1012,"d":"1,012"},"PG05",4048482503738]
[null,2543601,"HiMulti3C1-44P","1 Pump","HiMulti 3 C",{"v":1008,"d":"1,008"},"PG05",4048482503578]
[null,2543608,"HiMulti3C1-45","1 Pump","HiMulti 3 C",{"v":1078,"d":"1,078"},"PG05",4048482503745]
[null,2543602,"HiMulti3C1-45P","1 Pump","HiMulti 3 C",{"v":1103,"d":"1,103"},"PG05",4048482503585]
[null,2549353,"HiMulti3H100/2-23","1 Pump","HiMulti 3 H",{"v":1248,"d":"1,248"},"PG05","4048482834405"]
[null,2549354,"HiMulti3H100/2-24","1 Pump","HiMulti 3 H",{"v":1273,"d":"1,273"},"PG05","4048482834412"]
[null,2549343,"HiMulti3H100/2-24P","1 Pump","HiMulti 3 H",{"v":1275,"d":"1,275"},"PG05","4048482834290"]
[null,2549355,"HiMulti3H100/2-25","1 Pump","HiMulti 3 H",{"v":1306,"d":"1,306"},"PG05","4048482834429"]
[null,2549344,"HiMulti3H100/2-25P","1 Pump","HiMulti 3 H",{"v":1308,"d":"1,308"},"PG05","4048482834306"]
[null,2549356,"HiMulti3H100/2-43","1 Pump","HiMulti 3 H",{"v":1249,"d":"1,249"},"PG05","4048482834436"]
[null,2549357,"HiMulti3H100/2-44","1 Pump","HiMulti 3 H",{"v":1298,"d":"1,298"},"PG05","4048482834443"]
[null,2549345,"HiMulti3H100/2-44P","1 Pump","HiMulti 3 H",{"v":1302,"d":"1,302"},"PG05","4048482834313"]
[null,2549358,"HiMulti3H100/2-45","1 Pump","HiMulti 3 H",{"v":1365,"d":"1,365"},"PG05","4048482834450"]
[null,2549346,"HiMulti3H100/2-45P","1 Pump","HiMulti 3 H",{"v":1369,"d":"1,369"},"PG05","4048482834320"]
[null,2549347,"HiMulti3H50/2-23","1 Pump","HiMulti 3 H",{"v":1133,"d":"1,133"},"PG05","4048482834337"]
[null,2549348,"HiMulti3H50/2-24","1 Pump","HiMulti 3 H",{"v":1158,"d":"1,158"},"PG05","4048482834344"]
[null,2549339,"HiMulti3H50/2-24P","1 Pump","HiMulti 3 H",{"v":1161,"d":"1,161"},"PG05","4048482834122"]
[null,2549349,"HiMulti3H50/2-25","1 Pump","HiMulti 3 H",{"v":1192,"d":"1,192"},"PG05","4048482834351"]
[null,2549340,"HiMulti3H50/2-25P","1 Pump","HiMulti 3 H",{"v":1195,"d":"1,195"},"PG05","4048482834269"]
[null,2549350,"HiMulti3H50/2-43","1 Pump","HiMulti 3 H",{"v":1133,"d":"1,133"},"PG05","4048482834375"]
[null,2549351,"HiMulti3H50/2-44","1 Pump","HiMulti 3 H",{"v":1183,"d":"1,183"},"PG05","4048482834382"]
[null,2549341,"HiMulti3H50/2-44P","1 Pump","HiMulti 3 H",{"v":1186,"d":"1,186"},"PG05","4048482834276"]
[null,2549352,"HiMulti3H50/2-45","1 Pump","HiMulti 3 H",{"v":1250,"d":"1,250"},"PG05","4048482834399"]
[null,2549342,"HiMulti3H50/2-45P","1 Pump","HiMulti 3 H",{"v":1253,"d":"1,253"},"PG05","4048482834283"]
[null,2550647,"HiMulti3H20/2-24","1 Pump","HiMulti3",{"v":1029,"d":"1,029"},"PG05","4048482901213"]
[null,2550646,"HiMulti3H20/2-24P","1 Pump","HiMulti3",{"v":1032,"d":"1,032"},"PG05","4048482901190"]
[null,4186197,"HiPeri 1-4","1 Pump","HiPeri",256,"PG05",4048482385129]
[null,4186198,"HiPeri 1-5","1 Pump","HiPeri",340,"PG05",4048482385136]
[null,2550614,"HMC304 DM-2","1 Pump","HMC",{"v":1129,"d":"1,129"},"PG05","4048482872957"]
[null,2550615,"HMC305 DM-2","1 Pump","HMC",{"v":1325,"d":"1,325"},"PG05","4048482872940"]
[null,2550616,"HMC604 DM-2","1 Pump","HMC",{"v":1387,"d":"1,387"},"PG05","4048482872964"]
[null,2550617,"HMC605 DM-2","1 Pump","HMC",{"v":1341,"d":"1,341"},"PG05","4048482872971"]
[null,2550618,"HMP304 DM-2","1 Pump","HMP",{"v":1145,"d":"1,145"},"PG05","4048482872988"]
[null,2550619,"HMP305 DM-2","1 Pump","HMP",{"v":1317,"d":"1,317"},"PG05","4048482873121"]
[null,2550620,"HMP603 DM-2","1 Pump","HMP",{"v":1098,"d":"1,098"},"PG05","4048482873114"]
[null,2550621,"HMP604 DM-2","1 Pump","HMP",{"v":1317,"d":"1,317"},"PG05","4048482873008"]
[null,2550622,"HMP605 DM-2","1 Pump","HMP",{"v":1367,"d":"1,367"},"PG05","4048482872995"]
[null,4185607,"INITIAL JET 3-4","1 Pump","Initial Jet",235,"PG05","4048482378237"]
[null,4168023,"INITIAL JET 4-4","1 Pump","Initial Jet",305,"PG05","4048482250854"]
[null,4186041,"INITIAL JET 9-4","1 Pump","Initial Jet",603,"PG05","4048482384016"]
[null,4185608,"INITIAL JET SYSTEM 3-4-22 ","1 Pump","Initial Jet System ",417,"PG05","4048482378244"]
[null,4168024,"INITIAL JET SYSTEM 4-4-50 ","1 Pump","Initial Jet System ",665,"PG05","4048482250861"]
[null,2543629,"FWJ-202-EM/3","1 Pump","Jet FWJ",562,"PG05",4048482504605]
[null,2543630,"FWJ-203-EM/3","1 Pump","Jet FWJ",616,"PG05",4048482504612]
[null,2543631,"FWJ-204-EM/3","1 Pump","Jet FWJ",693,"PG05",4048482504629]
[null,2549379,"HWJ-202-EM-2","1 Pump","Jet HWJ",586,"PG05","4048482834696"]
[null,2549382,"HWJ-202-EM-50/2","1 Pump","Jet HWJ",707,"PG05","4048482834726"]
[null,2549380,"HWJ-203-EM-2","1 Pump","Jet HWJ",600,"PG05","4048482834702"]
[null,2549383,"HWJ-203-EM-50/2","1 Pump","Jet HWJ",718,"PG05","4048482834733"]
[null,2549381,"HWJ-204-EM-2","1 Pump","Jet HWJ",673,"PG05","4048482834719"]
[null,2549384,"HWJ-204-EM-50/2","1 Pump","Jet HWJ",771,"PG05","4048482834740"]
[null,4081224,"WJ-202-EM","1 Pump","Jet WJ",323,"PG05",4016322698104]
[null,4081221,"WJ-202-X-EM","1 Pump","Jet WJ",296,"PG05",4016322698074]
[null,4081225,"WJ-203-EM","1 Pump","Jet WJ",351,"PG05",4016322698111]
[null,4212734,"WJ-203-X-DM-IE3","1 Pump","Jet WJ",314,"PG05",4048482705637]
[null,4081222,"WJ-203-X-EM","1 Pump","Jet WJ",322,"PG05",4016322698081]
[null,4144401,"WJ-204-EM","1 Pump","Jet WJ",410,"PG05",4048482086590]
[null,4212735,"WJ-204-X-DM-IE3","1 Pump","Jet WJ",396,"PG05",4048482705620]
[null,4143999,"WJ-204-X-EM","1 Pump","Jet WJ",367,"PG05",4048482086576]
[null,3075656,"Medana PE3-350EA","1 Pump","Medana PE",550,"PG05"]
[null,2533258,"HMC604N DM","1 Pump","MultiCargo HMC",{"v":1380,"d":"1,380"},"PG05",4048482149929]
[null,4041177,"MC304-DM","1 Pump","MultiCargo MC",610,"PG05",4016322482505]
[null,4210853,"MC305-DM/IE3","1 Pump","MultiCargo MC",782,"PG05",4048482692593]
[null,4210860,"MC604-DM/IE3","1 Pump","MultiCargo MC",803,"PG05",4048482692630]
[null,4210867,"MC605-DM/IE3","1 Pump","MultiCargo MC",826,"PG05",4048482692678]
[null,4033355,"MP304-DM","1 Pump","MultiPress MP",615,"PG05",4016322482994]
[null,4210850,"MP305-DM/IE3","1 Pump","MultiPress MP",768,"PG05",4048482692579]
[null,4032130,"MP603-DM","1 Pump","MultiPress MP",574,"PG05",4016322483038]
[null,4210857,"MP604-DM/IE3","1 Pump","MultiPress MP",769,"PG05",4048482692616]
[null,4210864,"MP605-DM/IE3","1 Pump","MultiPress MP",812,"PG05",4048482692654]
[null,3068133,"PB-088EA","1 Pump","PB",229,"PG05",4048482852218]
[null,3068136,"PB-201EA","1 Pump","PB",292,"PG05",4048482852225]
[null,3068138,"PB-400EA","1 Pump","PB",413,"PG05",4048482757063]
[null,2551468,"RAIN1-24 EM","1 Pump","RAIN1",{"v":2685,"d":"2,685"},"PG05","4048482967912"]
[null,2551469,"RAIN1-25 EM","1 Pump","RAIN1",{"v":2729,"d":"2,729"},"PG05","4048482967929"]
[null,2551470,"RAIN1-45 EM","1 Pump","RAIN1",{"v":2864,"d":"2,864"},"PG05","4048482967936"]
[null,2551471,"RAIN3-24 EM","1 Pump","RAIN3",{"v":3837,"d":"3,837"},"PG05","4048482967943"]
[null,2551472,"RAIN3-25 EM","1 Pump","RAIN3",{"v":3879,"d":"3,879"},"PG05","4048482967950"]
[null,2551473,"RAIN3-45 EM","1 Pump","RAIN3",{"v":4014,"d":"4,014"},"PG05","4048482967967"]
[null,6079200,"TWI 4.01-09-CI","1 Pump","Sub TWI 4",{"v":1208,"d":"1,208"},"PG05",4048482643700]
[null,6079238,"TWI 4.01-09-CI","1 Pump","Sub TWI 4",{"v":1100,"d":"1,100"},"PG05",4048482646459]
[null,6079201,"TWI 4.01-14-CI","1 Pump","Sub TWI 4",{"v":1396,"d":"1,396"},"PG05",4048482646312]
[null,6079239,"TWI 4.01-14-CI","1 Pump","Sub TWI 4",{"v":1255,"d":"1,255"},"PG05",4048482646466]
[null,6079202,"TWI 4.01-18-CI","1 Pump","Sub TWI 4",{"v":1482,"d":"1,482"},"PG05",4048482643847]
[null,6079240,"TWI 4.01-18-CI","1 Pump","Sub TWI 4",{"v":1341,"d":"1,341"},"PG05",4048482646473]
[null,6079203,"TWI 4.01-21-CI","1 Pump","Sub TWI 4",{"v":1663,"d":"1,663"},"PG05",4048482643854]
[null,6079241,"TWI 4.01-21-CI","1 Pump","Sub TWI 4",{"v":1485,"d":"1,485"},"PG05",4048482646480]
[null,6079204,"TWI 4.01-28-CI","1 Pump","Sub TWI 4",{"v":1977,"d":"1,977"},"PG05",4048482643861]
[null,6079242,"TWI 4.01-28-CI","1 Pump","Sub TWI 4",{"v":1759,"d":"1,759"},"PG05",4048482646497]
[null,6079205,"TWI 4.01-36-CI","1 Pump","Sub TWI 4",{"v":2241,"d":"2,241"},"PG05",4048482643878]
[null,6079243,"TWI 4.01-36-CI","1 Pump","Sub TWI 4",{"v":2031,"d":"2,031"},"PG05",4048482646503]
[null,6079206,"TWI 4.01-42-CI","1 Pump","Sub TWI 4",{"v":2699,"d":"2,699"},"PG05",4048482643885]
[null,6079244,"TWI 4.01-42-CI","1 Pump","Sub TWI 4",{"v":2410,"d":"2,410"},"PG05",4048482646510]
[null,6079207,"TWI 4.02-09-CI","1 Pump","Sub TWI 4",{"v":1247,"d":"1,247"},"PG05",4048482644264]
[null,6079245,"TWI 4.02-09-CI","1 Pump","Sub TWI 4",{"v":1105,"d":"1,105"},"PG05",4048482647739]
[null,6079208,"TWI 4.02-13-CI","1 Pump","Sub TWI 4",{"v":1416,"d":"1,416"},"PG05",4048482644271]
[null,6079246,"TWI 4.02-13-CI","1 Pump","Sub TWI 4",{"v":1242,"d":"1,242"},"PG05",4048482647722]
[null,6079209,"TWI 4.02-18-CI","1 Pump","Sub TWI 4",{"v":1670,"d":"1,670"},"PG05",4048482644288]
[null,6079247,"TWI 4.02-18-CI","1 Pump","Sub TWI 4",{"v":1457,"d":"1,457"},"PG05",4048482647746]
[null,6079210,"TWI 4.02-23-CI","1 Pump","Sub TWI 4",{"v":1795,"d":"1,795"},"PG05",4048482644301]
[null,6079248,"TWI 4.02-23-CI","1 Pump","Sub TWI 4",{"v":1576,"d":"1,576"},"PG05",4048482647753]
[null,6079211,"TWI 4.02-28-CI","1 Pump","Sub TWI 4",{"v":2109,"d":"2,109"},"PG05",4048482644318]
[null,6079249,"TWI 4.02-28-CI","1 Pump","Sub TWI 4",{"v":1809,"d":"1,809"},"PG05",4048482647760]
[null,6079212,"TWI 4.02-33-CI","1 Pump","Sub TWI 4",{"v":2326,"d":"2,326"},"PG05",4048482644325]
[null,6079250,"TWI 4.02-33-CI","1 Pump","Sub TWI 4",{"v":2045,"d":"2,045"},"PG05",4048482647777]
[null,6079213,"TWI 4.02-40-CI","1 Pump","Sub TWI 4",{"v":2814,"d":"2,814"},"PG05",4048482644332]
[null,6079251,"TWI 4.02-40-CI","1 Pump","Sub TWI 4",{"v":2454,"d":"2,454"},"PG05",4048482647784]
[null,6079214,"TWI 4.02-48-CI","1 Pump","Sub TWI 4",{"v":3077,"d":"3,077"},"PG05",4048482644349]
[null,6079252,"TWI 4.02-48-CI","1 Pump","Sub TWI 4",{"v":2723,"d":"2,723"},"PG05",4048482647791]
[null,6079215,"TWI 4.03-06-CI","1 Pump","Sub TWI 4",{"v":1179,"d":"1,179"},"PG05",4048482643984]
[null,6079253,"TWI 4.03-06-CI","1 Pump","Sub TWI 4",{"v":1038,"d":"1,038"},"PG05",4048482647838]
[null,6079216,"TWI 4.03-09-CI","1 Pump","Sub TWI 4",{"v":1331,"d":"1,331"},"PG05",4048482643991]
[null,6079254,"TWI 4.03-09-CI","1 Pump","Sub TWI 4",{"v":1153,"d":"1,153"},"PG05",4048482647845]
[null,6079217,"TWI 4.03-12-CI","1 Pump","Sub TWI 4",{"v":1535,"d":"1,535"},"PG05",4048482644004]
[null,6079255,"TWI 4.03-12-CI","1 Pump","Sub TWI 4",{"v":1322,"d":"1,322"},"PG05",4048482647852]
[null,6079218,"TWI 4.03-15-CI","1 Pump","Sub TWI 4",{"v":1604,"d":"1,604"},"PG05",4048482644516]
[null,6079256,"TWI 4.03-15-CI","1 Pump","Sub TWI 4",{"v":1394,"d":"1,394"},"PG05",4048482647869]
[null,6079219,"TWI 4.03-18-CI","1 Pump","Sub TWI 4",{"v":1853,"d":"1,853"},"PG05",4048482644523]
[null,6079257,"TWI 4.03-18-CI","1 Pump","Sub TWI 4",{"v":1575,"d":"1,575"},"PG05",4048482647876]
[null,6079220,"TWI 4.03-22-CI","1 Pump","Sub TWI 4",{"v":1943,"d":"1,943"},"PG05",4048482644530]
[null,6079258,"TWI 4.03-22-CI","1 Pump","Sub TWI 4",{"v":1660,"d":"1,660"},"PG05",4048482647883]
[null,6079221,"TWI 4.03-25-CI","1 Pump","Sub TWI 4",{"v":2313,"d":"2,313"},"PG05",4048482644547]
[null,6079259,"TWI 4.03-25-CI","1 Pump","Sub TWI 4",{"v":1951,"d":"1,951"},"PG05",4048482647890]
[null,6079222,"TWI 4.03-29-CI","1 Pump","Sub TWI 4",{"v":2403,"d":"2,403"},"PG05",4048482644554]
[null,6079260,"TWI 4.03-29-CI","1 Pump","Sub TWI 4",{"v":2049,"d":"2,049"},"PG05",4048482647906]
[null,6079223,"TWI 4.03-33-CI","1 Pump","Sub TWI 4",{"v":2565,"d":"2,565"},"PG05",4048482644561]
[null,6079261,"TWI 4.03-33-CI","1 Pump","Sub TWI 4",{"v":2211,"d":"2,211"},"PG05",4048482647913]
[null,6079262,"TWI 4.03-39-CI","1 Pump","Sub TWI 4",{"v":2711,"d":"2,711"},"PG05",4048482647920]
[null,6079263,"TWI 4.03-45-CI","1 Pump","Sub TWI 4",{"v":3120,"d":"3,120"},"PG05",4048482647937]
[null,6072926,"TWI 4.03-52-C","1 Pump","Sub TWI 4",{"v":3452,"d":"3,452"},"PG05",4048482471853]
[null,6079224,"TWI 4.05-04-CI","1 Pump","Sub TWI 4",{"v":1145,"d":"1,145"},"PG05",4048482644578]
[null,6079264,"TWI 4.05-04-CI","1 Pump","Sub TWI 4",{"v":1024,"d":"1,024"},"PG05",4048482648989]
[null,6079225,"TWI 4.05-06-CI","1 Pump","Sub TWI 4",{"v":1193,"d":"1,193"},"PG05",4048482644585]
[null,6079265,"TWI 4.05-06-CI","1 Pump","Sub TWI 4",{"v":1058,"d":"1,058"},"PG05",4048482648996]
[null,6079226,"TWI 4.05-08-CI","1 Pump","Sub TWI 4",{"v":1321,"d":"1,321"},"PG05",4048482644592]
[null,6079266,"TWI 4.05-08-CI","1 Pump","Sub TWI 4",{"v":1157,"d":"1,157"},"PG05",4048482649009]
[null,6079227,"TWI 4.05-12-CI","1 Pump","Sub TWI 4",{"v":1727,"d":"1,727"},"PG05",4048482644608]
[null,6079267,"TWI 4.05-12-CI","1 Pump","Sub TWI 4",{"v":1446,"d":"1,446"},"PG05",4048482649016]
[null,6079228,"TWI 4.05-17-CI","1 Pump","Sub TWI 4",{"v":2139,"d":"2,139"},"PG05",4048482644615]
[null,6079268,"TWI 4.05-17-CI","1 Pump","Sub TWI 4",{"v":1763,"d":"1,763"},"PG05",4048482649023]
[null,6079229,"TWI 4.05-21-CI","1 Pump","Sub TWI 4",{"v":2227,"d":"2,227"},"PG05",4048482644622]
[null,6079269,"TWI 4.05-21-CI","1 Pump","Sub TWI 4",{"v":1858,"d":"1,858"},"PG05",4048482649030]
[null,6079230,"TWI 4.05-25-CI","1 Pump","Sub TWI 4",{"v":2327,"d":"2,327"},"PG05",4048482644639]
[null,6079270,"TWI 4.05-25-CI","1 Pump","Sub TWI 4",{"v":1968,"d":"1,968"},"PG05",4048482649047]
[null,6079271,"TWI 4.05-33-CI","1 Pump","Sub TWI 4",{"v":2435,"d":"2,435"},"PG05",4048482649054]
[null,6072935,"TWI 4.05-38-C","1 Pump","Sub TWI 4",{"v":2831,"d":"2,831"},"PG05",4048482471938]
[null,6072936,"TWI 4.05-44-C","1 Pump","Sub TWI 4",{"v":3122,"d":"3,122"},"PG05",4048482471945]
[null,6079231,"TWI 4.09-05-CI","1 Pump","Sub TWI 4",{"v":1642,"d":"1,642"},"PG05",4048482645032]
[null,6079272,"TWI 4.09-05-CI","1 Pump","Sub TWI 4",{"v":1429,"d":"1,429"},"PG05",4048482650838]
[null,6079232,"TWI 4.09-07-CI","1 Pump","Sub TWI 4",{"v":1761,"d":"1,761"},"PG05",4048482671055]
[null,6079273,"TWI 4.09-07-CI","1 Pump","Sub TWI 4",{"v":1550,"d":"1,550"},"PG05",4048482650845]
[null,6079233,"TWI 4.09-10-CI","1 Pump","Sub TWI 4",{"v":2156,"d":"2,156"},"PG05",4048482645049]
[null,6079274,"TWI 4.09-10-CI","1 Pump","Sub TWI 4",{"v":1857,"d":"1,857"},"PG05",4048482650852]
[null,6079234,"TWI 4.09-12-CI","1 Pump","Sub TWI 4",{"v":2548,"d":"2,548"},"PG05",4048482645056]
[null,6079275,"TWI 4.09-12-CI","1 Pump","Sub TWI 4",{"v":2185,"d":"2,185"},"PG05",4048482650869]
[null,6079235,"TWI 4.09-15-CI","1 Pump","Sub TWI 4",{"v":2739,"d":"2,739"},"PG05",4048482645063]
[null,6079276,"TWI 4.09-15-CI","1 Pump","Sub TWI 4",{"v":2383,"d":"2,383"},"PG05",4048482650876]
[null,6079277,"TWI 4.09-18-CI","1 Pump","Sub TWI 4",{"v":2794,"d":"2,794"},"PG05",4048482650883]
[null,6072943,"TWI 4.09-21-C","1 Pump","Sub TWI 4",{"v":3159,"d":"3,159"},"PG05",4048482472010]
[null,6072944,"TWI 4.09-25-C","1 Pump","Sub TWI 4",{"v":3406,"d":"3,406"},"PG05",4048482472027]
[null,6072945,"TWI 4.09-30-C","1 Pump","Sub TWI 4",{"v":4088,"d":"4,088"},"PG05",4048482472034]
[null,6072946,"TWI 4.09-37-C","1 Pump","Sub TWI 4",{"v":4693,"d":"4,693"},"PG05",4048482472041]
[null,6081543,"TWI4.14-04-DM-CI","1 Pump","Sub TWI 4",{"v":1647,"d":"1,647"},"PG05",4048482765006]
[null,6081540,"TWI4.14-04-EM-CI","1 Pump","Sub TWI 4",{"v":1860,"d":"1,860"},"PG05",4048482738857]
[null,6081544,"TWI4.14-06-DM-CI","1 Pump","Sub TWI 4",{"v":2023,"d":"2,023"},"PG05",4048482739373]
[null,6081541,"TWI4.14-06-EM-CI","1 Pump","Sub TWI 4",{"v":2310,"d":"2,310"},"PG05",4048482738864]
[null,6081545,"TWI4.14-08-DM-CI","1 Pump","Sub TWI 4",{"v":2499,"d":"2,499"},"PG05",4048482739380]
[null,6081542,"TWI4.14-08-EM-CI","1 Pump","Sub TWI 4",{"v":2852,"d":"2,852"},"PG05",4048482738871]
[null,6081546,"TWI4.14-11-DM-CI","1 Pump","Sub TWI 4",{"v":3121,"d":"3,121"},"PG05",4048482739397]
[null,6081547,"TWI4.14-13-DM-CI","1 Pump","Sub TWI 4",{"v":3408,"d":"3,408"},"PG05",4048482739403]
[null,6081548,"TWI4.14-15-DM-C","1 Pump","Sub TWI 4",{"v":3965,"d":"3,965"},"PG05",4048482739618]
[null,6081549,"TWI4.14-17-DM-C","1 Pump","Sub TWI 4",{"v":4227,"d":"4,227"},"PG05",4048482739625]
[null,6081550,"TWI4.14-20-DM-C","1 Pump","Sub TWI 4",{"v":4831,"d":"4,831"},"PG05",4048482739632]
[null,6081551,"TWI4.14-23-DM-C","1 Pump","Sub TWI 4",{"v":5191,"d":"5,191"},"PG05",4048482739649]
[null,6081552,"TWI4.14-27-DM-C","1 Pump","Sub TWI 4",{"v":6344,"d":"6,344"},"PG05",4048482739656]
[null,6081553,"TWI4.14-31-DM-C","1 Pump","Sub TWI 4",{"v":6916,"d":"6,916"},"PG05",4048482739663]
[null,4104118,"TWI5-304EM","1 Pump","Sub TWI 5/TWI 5-SE",773,"PG05",4016322893295]
[null,4144935,"TWI5-304EM-FS","1 Pump","Sub TWI 5/TWI 5-SE",836,"PG05",4048482106403]
[null,4144948,"TWI5-305EM","1 Pump","Sub TWI 5/TWI 5-SE",818,"PG05",4048482106359]
[null,4144936,"TWI5-305EM-FS","1 Pump","Sub TWI 5/TWI 5-SE",883,"PG05",4048482106519]
[null,4104123,"TWI5-306DM","1 Pump","Sub TWI 5/TWI 5-SE",773,"PG05",4016322893547]
[null,4104119,"TWI5-306EM","1 Pump","Sub TWI 5/TWI 5-SE",863,"PG05",4016322893318]
[null,4144937,"TWI5-306EM-FS","1 Pump","Sub TWI 5/TWI 5-SE",927,"PG05",4048482106526]
[null,4144949,"TWI5-307EM","1 Pump","Sub TWI 5/TWI 5-SE",956,"PG05",4048482106366]
[null,4144938,"TWI5-307EM-FS","1 Pump","Sub TWI 5/TWI 5-SE",{"v":1018,"d":"1,018"},"PG05",4048482106533]
[null,4104124,"TWI5-308DM","1 Pump","Sub TWI 5/TWI 5-SE",948,"PG05",4016322893554]
[null,4104120,"TWI5-308EM","1 Pump","Sub TWI 5/TWI 5-SE",{"v":1051,"d":"1,051"},"PG05",4016322893301]
[null,4144939,"TWI5-308EM-FS","1 Pump","Sub TWI 5/TWI 5-SE",{"v":1113,"d":"1,113"},"PG05",4048482106540]
[null,4144950,"TWI5-504EM","1 Pump","Sub TWI 5/TWI 5-SE",860,"PG05",4048482106373]
[null,4144940,"TWI5-504EM-FS","1 Pump","Sub TWI 5/TWI 5-SE",924,"PG05",4048482106557]
[null,4144951,"TWI5-505EM","1 Pump","Sub TWI 5/TWI 5-SE",911,"PG05",4048482106380]
[null,4144941,"TWI5-505EM-FS","1 Pump","Sub TWI 5/TWI 5-SE",975,"PG05",4048482106564]
[null,4144952,"TWI5-506EM","1 Pump","Sub TWI 5/TWI 5-SE",965,"PG05",4048482106397]
[null,4144942,"TWI5-506EM-FS","1 Pump","Sub TWI 5/TWI 5-SE",{"v":1024,"d":"1,024"},"PG05",4048482106571]
[null,4104125,"TWI5-903DM","1 Pump","Sub TWI 5/TWI 5-SE",981,"PG05",4016322893561]
[null,4104121,"TWI5-903EM","1 Pump","Sub TWI 5/TWI 5-SE",{"v":1079,"d":"1,079"},"PG05",4016322893325]
[null,4104126,"TWI5-904DM","1 Pump","Sub TWI 5/TWI 5-SE",{"v":1088,"d":"1,088"},"PG05",4016322893578]
[null,4104122,"TWI5-904EM","1 Pump","Sub TWI 5/TWI 5-SE",{"v":1206,"d":"1,206"},"PG05",4016322893332]
[null,4104127,"TWI5-SE-304EM","1 Pump","Sub TWI 5/TWI 5-SE",841,"PG05",4016322893585]
[null,4144961,"TWI5-SE-304EM-FS","1 Pump","Sub TWI 5/TWI 5-SE",900,"PG05",4048482105970]
[null,4144974,"TWI5-SE-305EM","1 Pump","Sub TWI 5/TWI 5-SE",885,"PG05",4048482105925]
[null,4144962,"TWI5-SE-305EM-FS","1 Pump","Sub TWI 5/TWI 5-SE",944,"PG05",4048482105987]
[null,4104132,"TWI5-SE-306DM","1 Pump","Sub TWI 5/TWI 5-SE",839,"PG05",4016322893639]
[null,4104128,"TWI5-SE-306EM","1 Pump","Sub TWI 5/TWI 5-SE",930,"PG05",4016322893592]
[null,4144963,"TWI5-SE-306EM-FS","1 Pump","Sub TWI 5/TWI 5-SE",991,"PG05",4048482105994]
[null,4144975,"TWI5-SE-307EM","1 Pump","Sub TWI 5/TWI 5-SE",{"v":1021,"d":"1,021"},"PG05",4048482105932]
[null,4144964,"TWI5-SE-307EM-FS","1 Pump","Sub TWI 5/TWI 5-SE",{"v":1083,"d":"1,083"},"PG05",4048482106007]
[null,4104133,"TWI5-SE-308DM","1 Pump","Sub TWI 5/TWI 5-SE",{"v":1014,"d":"1,014"},"PG05",4016322893646]
[null,4104129,"TWI5-SE-308EM","1 Pump","Sub TWI 5/TWI 5-SE",{"v":1369,"d":"1,369"},"PG05",4016322893608]
[null,4144965,"TWI5-SE-308EM-FS","1 Pump","Sub TWI 5/TWI 5-SE",{"v":1179,"d":"1,179"},"PG05",4048482106311]
[null,4144976,"TWI5-SE-504EM","1 Pump","Sub TWI 5/TWI 5-SE",934,"PG05",4048482105949]
[null,4144966,"TWI5-SE-504EM-FS","1 Pump","Sub TWI 5/TWI 5-SE",993,"PG05",4048482106328]
[null,4144977,"TWI5-SE-505EM","1 Pump","Sub TWI 5/TWI 5-SE",984,"PG05",4048482105956]
[null,4144967,"TWI5-SE-505EM-FS","1 Pump","Sub TWI 5/TWI 5-SE",{"v":1049,"d":"1,049"},"PG05",4048482106335]
[null,4144978,"TWI5-SE-506EM","1 Pump","Sub TWI 5/TWI 5-SE",{"v":1035,"d":"1,035"},"PG05",4048482105963]
[null,4144968,"TWI5-SE-506EM-FS","1 Pump","Sub TWI 5/TWI 5-SE",{"v":1098,"d":"1,098"},"PG05",4048482106342]
[null,4104134,"TWI5-SE-903DM","1 Pump","Sub TWI 5/TWI 5-SE",{"v":1043,"d":"1,043"},"PG05",4016322893653]
[null,4104130,"TWI5-SE-903EM","1 Pump","Sub TWI 5/TWI 5-SE",{"v":1146,"d":"1,146"},"PG05",4016322893615]
[null,4104135,"TWI5-SE-904DM","1 Pump","Sub TWI 5/TWI 5-SE",{"v":1154,"d":"1,154"},"PG05",4016322893660]
[null,4104131,"TWI5-SE-904EM","1 Pump","Sub TWI 5/TWI 5-SE",{"v":1336,"d":"1,336"},"PG05",4016322893622]
[null,2543632,"TWI5-SE-304EM-PNP/3","1 Pump","Sub TWI 5-SE Plug & Pump",{"v":1717,"d":"1,717"},"PG05",4048482504636]
[null,2543633,"TWI5-SE-306EM-PNP/3","1 Pump","Sub TWI 5-SE Plug & Pump",{"v":1818,"d":"1,818"},"PG05",4048482504643]
[null,4090892,"TWU 3-0115","1 Pump","Sub TWU 3",{"v":1130,"d":"1,130"},"PG05",4016322781790]
[null,4090890,"TWU 3-0123","1 Pump","Sub TWU 3",{"v":1316,"d":"1,316"},"PG05",4016322782049]
[null,4090893,"TWU 3-0123","1 Pump","Sub TWU 3",{"v":1183,"d":"1,183"},"PG05",4016322781806]
[null,4090891,"TWU 3-0130","1 Pump","Sub TWU 3",{"v":1430,"d":"1,430"},"PG05",4016322782056]
[null,4090894,"TWU 3-0130","1 Pump","Sub TWU 3",{"v":1335,"d":"1,335"},"PG05",4016322781813]
[null,4090895,"TWU 3-0145","1 Pump","Sub TWU 3",{"v":1512,"d":"1,512"},"PG05",4016322781820]
[null,6064276,"TWU 3-0202-HS-I","1 Pump","Sub TWU 3 HS",{"v":1994,"d":"1,994"},"PG05",4048482213385]
[null,6064277,"TWU 3-0204-HS-I","1 Pump","Sub TWU 3 HS",{"v":2142,"d":"2,142"},"PG05",4048482213392]
[null,6064278,"TWU 3-0205-HS-I","1 Pump","Sub TWU 3 HS",{"v":2236,"d":"2,236"},"PG05",4048482213408]
[null,6064279,"TWU 3-0206-HS-I","1 Pump","Sub TWU 3 HS",{"v":2389,"d":"2,389"},"PG05",4048482213910]
[null,6064280,"TWU 3-0302-HS-I","1 Pump","Sub TWU 3 HS",{"v":1986,"d":"1,986"},"PG05",4048482213927]
[null,6064281,"TWU 3-0303-HS-I","1 Pump","Sub TWU 3 HS",{"v":2101,"d":"2,101"},"PG05",4048482213934]
[null,6064282,"TWU 3-0304-HS-I","1 Pump","Sub TWU 3 HS",{"v":2203,"d":"2,203"},"PG05",4048482213941]
[null,6064283,"TWU 3-0501-HS-I","1 Pump","Sub TWU 3 HS",{"v":1942,"d":"1,942"},"PG05",4048482213958]
[null,6064284,"TWU 3-0503-HS-I","1 Pump","Sub TWU 3 HS",{"v":2144,"d":"2,144"},"PG05",4048482213965]
[null,6064285,"TWU 3-0504-HS-I","1 Pump","Sub TWU 3 HS",{"v":2222,"d":"2,222"},"PG05",4048482213972]
[null,6079396,"TWU3.02-04-HS-ECP-B","1 Pump","Sub TWU 3 HS",{"v":2156,"d":"2,156"},"PG05",4048482653990]
[null,6079397,"TWU3.02-06-HS-ECP-B","1 Pump","Sub TWU 3 HS",{"v":2223,"d":"2,223"},"PG05",4048482654003]
[null,6079398,"TWU3.02-09-HS-ECP-B","1 Pump","Sub TWU 3 HS",{"v":2407,"d":"2,407"},"PG05",4048482654119]
[null,6079399,"TWU3.03-03-HS-ECP-B","1 Pump","Sub TWU 3 HS",{"v":2077,"d":"2,077"},"PG05",4048482654126]
[null,6079400,"TWU3.03-05-HS-ECP-B","1 Pump","Sub TWU 3 HS",{"v":2256,"d":"2,256"},"PG05",4048482654133]
[null,6079401,"TWU3.03-08-HS-ECP-B","1 Pump","Sub TWU 3 HS",{"v":2414,"d":"2,414"},"PG05",4048482654140]
[null,6079402,"TWU3.05-04-HS-ECP-B","1 Pump","Sub TWU 3 HS",{"v":2247,"d":"2,247"},"PG05",4048482654157]
[null,6079403,"TWU3.05-07-HS-ECP-B","1 Pump","Sub TWU 3 HS",{"v":2352,"d":"2,352"},"PG05",4048482654164]
[null,4091654,"TWU 3-0115-Plug&Pump/DS","1 Pump","Sub TWU 3 Plug & Pump",{"v":2332,"d":"2,332"},"PG05",4016322788942]
[null,4091647,"TWU 3-0115-Plug&Pump/FC","1 Pump","Sub TWU 3 Plug & Pump",{"v":2142,"d":"2,142"},"PG05",4016322788881]
[null,4091655,"TWU 3-0123-Plug&Pump/DS","1 Pump","Sub TWU 3 Plug & Pump",{"v":2516,"d":"2,516"},"PG05",4016322788959]
[null,4091649,"TWU 3-0123-Plug&Pump/FC","1 Pump","Sub TWU 3 Plug & Pump",{"v":2321,"d":"2,321"},"PG05",4016322788898]
[null,4091656,"TWU 3-0130-Plug&Pump/DS","1 Pump","Sub TWU 3 Plug & Pump",{"v":2654,"d":"2,654"},"PG05",4016322788966]
[null,4091650,"TWU 3-0130-Plug&Pump/FC","1 Pump","Sub TWU 3 Plug & Pump",{"v":2462,"d":"2,462"},"PG05",4016322788904]
[null,6046688,"TWU 4-0207-C DM","1 Pump","Sub TWU 4",888,"PG05",4044966490266]
[null,6046661,"TWU 4-0207-C EM","1 Pump","Sub TWU 4",975,"PG05",4044966489635]
[null,6046687,"TWU 4-0210-C DM","1 Pump","Sub TWU 4",947,"PG05",4044966490259]
[null,6046690,"TWU 4-0210-C EM","1 Pump","Sub TWU 4",{"v":1034,"d":"1,034"},"PG05",4044966490280]
[null,6046686,"TWU 4-0214-C DM","1 Pump","Sub TWU 4",{"v":1015,"d":"1,015"},"PG05",4044966490242]
[null,6046689,"TWU 4-0214-C EM","1 Pump","Sub TWU 4",{"v":1103,"d":"1,103"},"PG05",4044966490273]
[null,6049347,"TWU 4-0220-C DM","1 Pump","Sub TWU 4",{"v":1274,"d":"1,274"},"PG05",4044966516010]
[null,6049336,"TWU 4-0220-C EM","1 Pump","Sub TWU 4",{"v":1371,"d":"1,371"},"PG05",4044966515655]
[null,6049348,"TWU 4-0405-C DM","1 Pump","Sub TWU 4",869,"PG05",4044966516027]
[null,6049337,"TWU 4-0405-C EM","1 Pump","Sub TWU 4",960,"PG05",4044966516003]
[null,6049349,"TWU 4-0407-C DM","1 Pump","Sub TWU 4",917,"PG05",4044966516034]
[null,6049338,"TWU 4-0407-C EM","1 Pump","Sub TWU 4",{"v":1006,"d":"1,006"},"PG05",4044966515662]
[null,6049350,"TWU 4-0409-C DM","1 Pump","Sub TWU 4",979,"PG05",4044966516041]
[null,6049339,"TWU 4-0409-C EM","1 Pump","Sub TWU 4",{"v":1066,"d":"1,066"},"PG05",4044966515679]
[null,6049351,"TWU 4-0414-C DM","1 Pump","Sub TWU 4",{"v":1198,"d":"1,198"},"PG05",4044966516058]
[null,6049340,"TWU 4-0414-C EM","1 Pump","Sub TWU 4",{"v":1294,"d":"1,294"},"PG05",4044966515686]
[null,6049352,"TWU 4-0418-C DM","1 Pump","Sub TWU 4",{"v":1537,"d":"1,537"},"PG05",4044966516218]
[null,6049341,"TWU 4-0418-C EM","1 Pump","Sub TWU 4",{"v":1653,"d":"1,653"},"PG05",4044966515693]
[null,6049353,"TWU 4-0427-C DM","1 Pump","Sub TWU 4",{"v":1848,"d":"1,848"},"PG05",4044966516225]
[null,6049342,"TWU 4-0427-C EM","1 Pump","Sub TWU 4",{"v":2013,"d":"2,013"},"PG05",4044966515907]
[null,6049354,"TWU 4-0435-C DM","1 Pump","Sub TWU 4",{"v":2159,"d":"2,159"},"PG05",4044966516232]
[null,6049355,"TWU 4-0444-C DM","1 Pump","Sub TWU 4",{"v":2423,"d":"2,423"},"PG05",4044966516249]
[null,6049356,"TWU 4-0448-C DM","1 Pump","Sub TWU 4",{"v":2827,"d":"2,827"},"PG05",4044966516256]
[null,6081623,"TWU4.08-05-DM-C","1 Pump","Sub TWU 4",{"v":1008,"d":"1,008"},"PG05",4048482738697]
[null,6081619,"TWU4.08-05-EM-C","1 Pump","Sub TWU 4",{"v":1153,"d":"1,153"},"PG05",4048482738659]
[null,6081624,"TWU4.08-07-DM-C","1 Pump","Sub TWU 4",{"v":1161,"d":"1,161"},"PG05",4048482738703]
[null,6081620,"TWU4.08-07-EM-C","1 Pump","Sub TWU 4",{"v":1339,"d":"1,339"},"PG05",4048482738666]
[null,6081625,"TWU4.08-10-DM-C","1 Pump","Sub TWU 4",{"v":1338,"d":"1,338"},"PG05",4048482739014]
[null,6081621,"TWU4.08-10-EM-C","1 Pump","Sub TWU 4",{"v":1585,"d":"1,585"},"PG05",4048482738673]
[null,6081626,"TWU4.08-15-DM-C","1 Pump","Sub TWU 4",{"v":1699,"d":"1,699"},"PG05",4048482739021]
[null,6081622,"TWU4.08-15-EM-C","1 Pump","Sub TWU 4",{"v":2061,"d":"2,061"},"PG05",4048482738680]
[null,6081627,"TWU4.08-21-DM-C","1 Pump","Sub TWU 4",{"v":2399,"d":"2,399"},"PG05",4048482739038]
[null,6081628,"TWU4.08-29-DM-C","1 Pump","Sub TWU 4",{"v":2948,"d":"2,948"},"PG05",4048482739045]
[null,6081629,"TWU4.08-34-DM-C","1 Pump","Sub TWU 4",{"v":3714,"d":"3,714"},"PG05",4048482739052]
[null,6081630,"TWU4.08-39-DM-C","1 Pump","Sub TWU 4",{"v":3737,"d":"3,737"},"PG05",4048482739069]
[null,6081631,"TWU4.08-45-DM-C","1 Pump","Sub TWU 4",{"v":4567,"d":"4,567"},"PG05",4048482739076]
[null,6081632,"TWU4.08-51-DM-C","1 Pump","Sub TWU 4",{"v":4867,"d":"4,867"},"PG05",4048482739083]
[null,6049385,"TWU 4-0405-C-Plug&Pump/FC","1 Pump","Sub TWU 4 Plug & Pump",{"v":1728,"d":"1,728"},"PG05",4044966516577]
[null,6049388,"TWU 4-0407-C-Plug&Pump/DS","1 Pump","Sub TWU 4 Plug & Pump",{"v":1903,"d":"1,903"},"PG05",4044966516607]
[null,6049386,"TWU 4-0407-C-Plug&Pump/FC","1 Pump","Sub TWU 4 Plug & Pump",{"v":1774,"d":"1,774"},"PG05",4044966516584]
[null,6049389,"TWU 4-0409-C-Plug&Pump/DS","1 Pump","Sub TWU 4 Plug & Pump",{"v":1973,"d":"1,973"},"PG05",4044966516539]
[null,6049387,"TWU 4-0409-C-Plug&Pump/FC","1 Pump","Sub TWU 4 Plug & Pump",{"v":1848,"d":"1,848"},"PG05",4044966516591]
[null,6049390,"TWU 4-0414-C-Plug&Pump/DS","1 Pump","Sub TWU 4 Plug & Pump",{"v":2123,"d":"2,123"},"PG05",4044966516614]
[null,6079004,"TWU4-0203-DM-CI-GT","1 Pump","Sub TWU 4-...-GT",{"v":1074,"d":"1,074"},"PG05",4048482642499]
[null,6079005,"TWU4-0203-DM-CI-QC-GT","1 Pump","Sub TWU 4-...-GT",{"v":1191,"d":"1,191"},"PG05",4048482642505]
[null,6079006,"TWU4-0204-DM-CI-GT","1 Pump","Sub TWU 4-...-GT",{"v":1105,"d":"1,105"},"PG05",4048482642512]
[null,6079007,"TWU4-0204-DM-CI-QC-GT","1 Pump","Sub TWU 4-...-GT",{"v":1221,"d":"1,221"},"PG05",4048482642529]
[null,6079008,"TWU4-0404-DM-CI-GT","1 Pump","Sub TWU 4-...-GT",{"v":1105,"d":"1,105"},"PG05",4048482642536]
[null,6079009,"TWU4-0404-DM-CI-QC-GT","1 Pump","Sub TWU 4-...-GT",{"v":1221,"d":"1,221"},"PG05",4048482642543]
[null,6079010,"TWU4-0405-DM-CI-GT","1 Pump","Sub TWU 4-...-GT",{"v":1134,"d":"1,134"},"PG05",4048482642550]
[null,6079011,"TWU4-0405-DM-CI-QC-GT","1 Pump","Sub TWU 4-...-GT",{"v":1248,"d":"1,248"},"PG05",4048482642567]
[null,6082864,"TWU4.16-08-DM-C","1 Pump","Sub TWU 4.16",{"v":1397,"d":"1,397"},"PG05","4048482795935"]
[null,6082862,"TWU4.16-08-EM-C","1 Pump","Sub TWU 4.16",{"v":1544,"d":"1,544"},"PG05","4048482795911"]
[null,6082865,"TWU4.16-12-DM-C","1 Pump","Sub TWU 4.16",{"v":1514,"d":"1,514"},"PG05","4048482795942"]
[null,6082863,"TWU4.16-12-EM-C","1 Pump","Sub TWU 4.16",{"v":1689,"d":"1,689"},"PG05","4048482795928"]
[null,6082866,"TWU4.16-16-DM-C","1 Pump","Sub TWU 4.16",{"v":1998,"d":"1,998"},"PG05","4048482795959"]
[null,6082867,"TWU4.16-21-DM-C","1 Pump","Sub TWU 4.16",{"v":2430,"d":"2,430"},"PG05","4048482795966"]
[null,6082868,"TWU4.16-30-DM-C","1 Pump","Sub TWU 4.16",{"v":3058,"d":"3,058"},"PG05","4048482795973"]
[null,6049372,"TWU 4-0220-DM-C-QC","1 Pump","Sub TWU 4-QC",{"v":1390,"d":"1,390"},"PG05",4044966516423]
[null,6049365,"TWU 4-0220-EM-C-QC","1 Pump","Sub TWU 4-QC",{"v":1482,"d":"1,482"},"PG05",4044966516355]
[null,6049373,"TWU 4-0405-C-QC DM","1 Pump","Sub TWU 4-QC",988,"PG05",4044966516430]
[null,6049366,"TWU 4-0405-C-QC EM","1 Pump","Sub TWU 4-QC",{"v":1064,"d":"1,064"},"PG05",4044966516362]
[null,6049374,"TWU 4-0407-C-QC DM","1 Pump","Sub TWU 4-QC",{"v":1033,"d":"1,033"},"PG05",4044966516447]
[null,6049367,"TWU 4-0407-C-QC EM","1 Pump","Sub TWU 4-QC",{"v":1093,"d":"1,093"},"PG05",4044966516379]
[null,6049375,"TWU 4-0409-C-QC DM","1 Pump","Sub TWU 4-QC",{"v":1093,"d":"1,093"},"PG05",4044966516454]
[null,6049368,"TWU 4-0409-C-QC EM","1 Pump","Sub TWU 4-QC",{"v":1198,"d":"1,198"},"PG05",4044966516386]
[null,6049376,"TWU 4-0414-C-QC DM","1 Pump","Sub TWU 4-QC",{"v":1314,"d":"1,314"},"PG05",4044966516461]
[null,6049369,"TWU 4-0414-C-QC EM","1 Pump","Sub TWU 4-QC",{"v":1421,"d":"1,421"},"PG05",4044966516393]
[null,6049377,"TWU 4-0418-C-QC DM","1 Pump","Sub TWU 4-QC",{"v":1654,"d":"1,654"},"PG05",4044966516478]
[null,6049378,"TWU 4-0427-C-QC DM","1 Pump","Sub TWU 4-QC",{"v":1966,"d":"1,966"},"PG05",4044966516485]
[null,6049379,"TWU 4-0435-C-QC DM","1 Pump","Sub TWU 4-QC",{"v":2274,"d":"2,274"},"PG05",4044966516492]
[null,6081635,"TWU4.08-05-DM-C-QC","1 Pump","Sub TWU 4-QC",{"v":1141,"d":"1,141"},"PG05",4048482739113]
[null,6081633,"TWU4.08-05-EM-C-QC","1 Pump","Sub TWU 4-QC",{"v":1286,"d":"1,286"},"PG05",4048482739090]
[null,6081636,"TWU4.08-07-DM-C-QC","1 Pump","Sub TWU 4-QC",{"v":1295,"d":"1,295"},"PG05",4048482739120]
[null,6081634,"TWU4.08-07-EM-C-QC","1 Pump","Sub TWU 4-QC",{"v":1476,"d":"1,476"},"PG05",4048482739106]
[null,6081637,"TWU4.08-10-DM-C-QC","1 Pump","Sub TWU 4-QC",{"v":1474,"d":"1,474"},"PG05",4048482739137]
[null,6081638,"TWU4.08-15-DM-C-QC","1 Pump","Sub TWU 4-QC",{"v":1833,"d":"1,833"},"PG05",4048482739144]
[null,6081639,"TWU4.08-21-DM-C-QC","1 Pump","Sub TWU 4-QC",{"v":2533,"d":"2,533"},"PG05",4048482739151]
[null,6046682,"TWU4-0207-DM-QC-C","1 Pump","Sub TWU 4-QC",{"v":1004,"d":"1,004"},"PG05",4044966490204]
[null,6046685,"TWU4-0207-EM-QC-C","1 Pump","Sub TWU 4-QC",{"v":1109,"d":"1,109"},"PG05",4044966490235]
[null,6046681,"TWU4-0210-DM-QC-C","1 Pump","Sub TWU 4-QC",{"v":1063,"d":"1,063"},"PG05",4044966490198]
[null,6046684,"TWU4-0210-EM-QC-C","1 Pump","Sub TWU 4-QC",{"v":1164,"d":"1,164"},"PG05",4044966490228]
[null,6046680,"TWU4-0214-DM-QC-C","1 Pump","Sub TWU 4-QC",{"v":1131,"d":"1,131"},"PG05",4044966490181]
[null,6046683,"TWU4-0214-EM-QC-C","1 Pump","Sub TWU 4-QC",{"v":1245,"d":"1,245"},"PG05",4044966490211]
[null,4171900,"HELIX EXCEL 1002-1/16/E/KS","1 Pump","Helix EXCEL",{"v":8234,"d":"8,234"},"PG06",4048482283654]
[null,4171903,"HELIX EXCEL 1002-2/25/V/KS","1 Pump","Helix EXCEL",{"v":7276,"d":"7,276"},"PG06",4048482283678]
[null,4162500,"HELIX EXCEL 1004-1/16/E/KS","1 Pump","Helix EXCEL",{"v":7941,"d":"7,941"},"PG06",4048482212579]
[null,4162503,"HELIX EXCEL 1004-2/25/V/KS","1 Pump","Helix EXCEL",{"v":8233,"d":"8,233"},"PG06",4048482212593]
[null,4162506,"HELIX EXCEL 1005-1/16/E/KS","1 Pump","Helix EXCEL",{"v":8088,"d":"8,088"},"PG06",4048482212609]
[null,4162512,"HELIX EXCEL 1005-1/25/E/KS","1 Pump","Helix EXCEL",{"v":8207,"d":"8,207"},"PG06",4048482212630]
[null,4162507,"HELIX EXCEL 1005-2/25/V/KS","1 Pump","Helix EXCEL",{"v":9061,"d":"9,061"},"PG06",4048482212616]
[null,4171906,"HELIX EXCEL 1007-1/16/E/KS","1 Pump","Helix EXCEL",{"v":9255,"d":"9,255"},"PG06",4048482283685]
[null,4171912,"HELIX EXCEL 1007-1/25/E/KS","1 Pump","Helix EXCEL",{"v":9293,"d":"9,293"},"PG06",4048482283715]
[null,4171907,"HELIX EXCEL 1007-2/25/V/KS","1 Pump","Helix EXCEL",{"v":10287,"d":"10,287"},"PG06",4048482283692]
[null,4171914,"HELIX EXCEL 1009-1/16/E/KS","1 Pump","Helix EXCEL",{"v":10275,"d":"10,275"},"PG06",4048482283722]
[null,4171920,"HELIX EXCEL 1009-1/25/E/KS","1 Pump","Helix EXCEL",{"v":10469,"d":"10,469"},"PG06",4048482283753]
[null,4171915,"HELIX EXCEL 1009-2/25/V/KS","1 Pump","Helix EXCEL",{"v":11699,"d":"11,699"},"PG06",4048482283739]
[null,4171922,"HELIX EXCEL 1010-1/16/E/KS","1 Pump","Helix EXCEL",{"v":11148,"d":"11,148"},"PG06",4048482283760]
[null,4171928,"HELIX EXCEL 1010-1/25/E/KS","1 Pump","Helix EXCEL",{"v":11249,"d":"11,249"},"PG06",4048482283791]
[null,4171923,"HELIX EXCEL 1010-2/25/V/KS","1 Pump","Helix EXCEL",{"v":12226,"d":"12,226"},"PG06",4048482283777]
[null,4171930,"HELIX EXCEL 1012-1/25/E/KS","1 Pump","Helix EXCEL",{"v":11407,"d":"11,407"},"PG06",4048482283807]
[null,4171931,"HELIX EXCEL 1012-2/25/V/KS","1 Pump","Helix EXCEL",{"v":12643,"d":"12,643"},"PG06",4048482283814]
[null,4162488,"HELIX EXCEL 1602-1/16/E/KS","1 Pump","Helix EXCEL",{"v":7863,"d":"7,863"},"PG06",4048482212517]
[null,4162491,"HELIX EXCEL 1602-2/25/V/KS","1 Pump","Helix EXCEL",{"v":8148,"d":"8,148"},"PG06",4048482212531]
[null,4162494,"HELIX EXCEL 1603-1/16/E/KS","1 Pump","Helix EXCEL",{"v":8023,"d":"8,023"},"PG06",4048482212548]
[null,4162497,"HELIX EXCEL 1603-2/25/V/KS","1 Pump","Helix EXCEL",{"v":8840,"d":"8,840"},"PG06",4048482212562]
[null,4171868,"HELIX EXCEL 1604-1/16/E/KS","1 Pump","Helix EXCEL",{"v":9070,"d":"9,070"},"PG06",4048482283494]
[null,4171874,"HELIX EXCEL 1604-1/25/E/KS","1 Pump","Helix EXCEL",{"v":9187,"d":"9,187"},"PG06",4048482283524]
[null,4171869,"HELIX EXCEL 1604-2/25/V/KS","1 Pump","Helix EXCEL",{"v":9849,"d":"9,849"},"PG06",4048482283500]
[null,4171876,"HELIX EXCEL 1605-1/16/E/KS","1 Pump","Helix EXCEL",{"v":10023,"d":"10,023"},"PG06",4048482283531]
[null,4171882,"HELIX EXCEL 1605-1/25/E/KS","1 Pump","Helix EXCEL",{"v":10189,"d":"10,189"},"PG06",4048482283562]
[null,4171877,"HELIX EXCEL 1605-2/25/V/KS","1 Pump","Helix EXCEL",{"v":11366,"d":"11,366"},"PG06",4048482283548]
[null,4171884,"HELIX EXCEL 1606-1/16/E/KS","1 Pump","Helix EXCEL",{"v":10759,"d":"10,759"},"PG06",4048482283579]
[null,4171890,"HELIX EXCEL 1606-1/25/E/KS","1 Pump","Helix EXCEL",{"v":10879,"d":"10,879"},"PG06",4048482283609]
[null,4171885,"HELIX EXCEL 1606-2/25/V/KS","1 Pump","Helix EXCEL",{"v":12188,"d":"12,188"},"PG06",4048482283586]
[null,4171892,"HELIX EXCEL 1607-1/16/E/KS","1 Pump","Helix EXCEL",{"v":10950,"d":"10,950"},"PG06",4048482283616]
[null,4171898,"HELIX EXCEL 1607-1/25/E/KS","1 Pump","Helix EXCEL",{"v":11615,"d":"11,615"},"PG06",4048482283647]
[null,4171893,"HELIX EXCEL 1607-2/25/V/KS","1 Pump","Helix EXCEL",{"v":12867,"d":"12,867"},"PG06",4048482283623]
[null,4171970,"HELIX EXCEL 208-1/16/E/KS","1 Pump","Helix EXCEL",{"v":7886,"d":"7,886"},"PG06",4048482284002]
[null,4171973,"HELIX EXCEL 208-2/25/V/KS","1 Pump","Helix EXCEL",{"v":7648,"d":"7,648"},"PG06",4048482284026]
[null,4162546,"HELIX EXCEL 216-1/25/E/KS","1 Pump","Helix EXCEL",{"v":8562,"d":"8,562"},"PG06",4048482212807]
[null,4162547,"HELIX EXCEL 216-2/25/V/KS","1 Pump","Helix EXCEL",{"v":9276,"d":"9,276"},"PG06",4048482212814]
[null,4212769,"HELIX EXCEL 2201-1/16/E/KS","1 Pump","Helix EXCEL",{"v":8949,"d":"8,949"},"PG06",4048482704388]
[null,4162479,"HELIX EXCEL 2201-2/16/V/KS","1 Pump","Helix EXCEL",{"v":10380,"d":"10,380"},"PG06",4048482212470]
[null,4212773,"HELIX EXCEL 2202-1/16/E/KS","1 Pump","Helix EXCEL",{"v":9106,"d":"9,106"},"PG06",4048482704401]
[null,4162485,"HELIX EXCEL 2202-2/16/V/KS","1 Pump","Helix EXCEL",{"v":11169,"d":"11,169"},"PG06",4048482212500]
[null,4212796,"HELIX EXCEL 2203-4.2-1/16/E/KS","1 Pump","Helix EXCEL",{"v":10678,"d":"10,678"},"PG06",4048482704616]
[null,4171835,"HELIX EXCEL 2203-4.2-2/16/V/KS","1 Pump","Helix EXCEL",{"v":11472,"d":"11,472"},"PG06",4048482283333]
[null,4212801,"HELIX EXCEL 2203-5.5-1/16/E/KS","1 Pump","Helix EXCEL",{"v":11405,"d":"11,405"},"PG06",4048482704630]
[null,4171842,"HELIX EXCEL 2203-5.5-2/16/V/KS","1 Pump","Helix EXCEL",{"v":11809,"d":"11,809"},"PG06",4048482283364]
[null,4171846,"HELIX EXCEL 2203-5.5-2/25/V/KS","1 Pump","Helix EXCEL",{"v":12167,"d":"12,167"},"PG06",4048482283388]
[null,4212804,"HELIX EXCEL 2203-6.5-1/16/E/KS","1 Pump","Helix EXCEL",{"v":12199,"d":"12,199"},"PG06",4048482704647]
[null,4171852,"HELIX EXCEL 2203-6.5-2/16/V/KS","1 Pump","Helix EXCEL",{"v":12274,"d":"12,274"},"PG06",4048482283418]
[null,4171856,"HELIX EXCEL 2203-6.5-2/25/V/KS","1 Pump","Helix EXCEL",{"v":12760,"d":"12,760"},"PG06",4048482283432]
[null,4212809,"HELIX EXCEL 2204-1/16/E/KS","1 Pump","Helix EXCEL",{"v":12378,"d":"12,378"},"PG06",4048482704661]
[null,4171862,"HELIX EXCEL 2204-2/16/V/KS","1 Pump","Helix EXCEL",{"v":12962,"d":"12,962"},"PG06",4048482283463]
[null,4171866,"HELIX EXCEL 2204-2/25/V/KS","1 Pump","Helix EXCEL",{"v":13062,"d":"13,062"},"PG06",4048482283487]
[null,4162550,"HELIX EXCEL 222-1/25/E/KS","1 Pump","Helix EXCEL",{"v":8959,"d":"8,959"},"PG06",4048482212821]
[null,4162551,"HELIX EXCEL 222-2/25/V/KS","1 Pump","Helix EXCEL",{"v":10107,"d":"10,107"},"PG06",4048482212838]
[null,4212765,"HELIX EXCEL 3601-1/16/E/KS","1 Pump","Helix EXCEL",{"v":8716,"d":"8,716"},"PG06",4048482704364]
[null,4162473,"HELIX EXCEL 3601-2/16/V/KS","1 Pump","Helix EXCEL",{"v":10903,"d":"10,903"},"PG06",4048482212449]
[null,4212815,"HELIX EXCEL 3602/2-1/16/E/KS","1 Pump","Helix EXCEL",{"v":10983,"d":"10,983"},"PG06",4048482704692]
[null,4196395,"HELIX EXCEL 3602/2-2/16/V/KS","1 Pump","Helix EXCEL",{"v":11528,"d":"11,528"},"PG06",4048482542478]
[null,4212789,"HELIX EXCEL 3602-5.5-1/16/E/KS","1 Pump","Helix EXCEL",{"v":11711,"d":"11,711"},"PG06",4048482704586]
[null,4171819,"HELIX EXCEL 3602-5.5-2/16/V/KS","1 Pump","Helix EXCEL",{"v":12038,"d":"12,038"},"PG06",4048482283258]
[null,4212794,"HELIX EXCEL 3602-7.5-1/16/E/KS","1 Pump","Helix EXCEL",{"v":12503,"d":"12,503"},"PG06",4048482704609]
[null,4171830,"HELIX EXCEL 3602-7.5-2/25/V/KS","1 Pump","Helix EXCEL",{"v":13317,"d":"13,317"},"PG06",4048482283302]
[null,4171960,"HELIX EXCEL 405-1/16/E/KS","1 Pump","Helix EXCEL",{"v":7760,"d":"7,760"},"PG06",4048482283951]
[null,4171963,"HELIX EXCEL 405-2/25/V/KS","1 Pump","Helix EXCEL",{"v":7748,"d":"7,748"},"PG06",4048482283975]
[null,4162530,"HELIX EXCEL 410-1/16/E/KS","1 Pump","Helix EXCEL",{"v":8065,"d":"8,065"},"PG06",4048482212722]
[null,4162536,"HELIX EXCEL 410-1/25/E/KS","1 Pump","Helix EXCEL",{"v":8185,"d":"8,185"},"PG06",4048482212753]
[null,4162531,"HELIX EXCEL 410-2/25/V/KS","1 Pump","Helix EXCEL",{"v":7881,"d":"7,881"},"PG06",4048482212739]
[null,4162538,"HELIX EXCEL 414-1/16/E/KS","1 Pump","Helix EXCEL",{"v":8466,"d":"8,466"},"PG06",4048482212760]
[null,4162544,"HELIX EXCEL 414-1/25/E/KS","1 Pump","Helix EXCEL",{"v":8664,"d":"8,664"},"PG06",4048482212791]
[null,4162539,"HELIX EXCEL 414-2/25/V/KS","1 Pump","Helix EXCEL",{"v":9881,"d":"9,881"},"PG06",4048482212777]
[null,4171966,"HELIX EXCEL 418-1/25/E/KS","1 Pump","Helix EXCEL",{"v":10219,"d":"10,219"},"PG06",4048482283982]
[null,4171967,"HELIX EXCEL 418-2/25/V/KS","1 Pump","Helix EXCEL",{"v":11307,"d":"11,307"},"PG06",4048482283999]
[null,4212777,"HELIX EXCEL 5201-1/16/E/KS","1 Pump","Helix EXCEL",{"v":10867,"d":"10,867"},"PG06",4048482704524]
[null,4171795,"HELIX EXCEL 5201-2/16/V/KS","1 Pump","Helix EXCEL",{"v":12293,"d":"12,293"},"PG06",4048482283135]
[null,4212781,"HELIX EXCEL 5202/1-1/16/E/KS","1 Pump","Helix EXCEL",{"v":12432,"d":"12,432"},"PG06",4048482704548]
[null,4171801,"HELIX EXCEL 5202/1-2/16/V/KS","1 Pump","Helix EXCEL",{"v":13147,"d":"13,147"},"PG06",4048482283166]
[null,4212785,"HELIX EXCEL 5202-1/16/E/KS","1 Pump","Helix EXCEL",{"v":13226,"d":"13,226"},"PG06",4048482704562]
[null,4171807,"HELIX EXCEL 5202-2/16/V/KS","1 Pump","Helix EXCEL",{"v":15007,"d":"15,007"},"PG06",4048482283197]
[null,4171934,"HELIX EXCEL 603-1/16/E/KS","1 Pump","Helix EXCEL",{"v":7690,"d":"7,690"},"PG06",4048482283821]
[null,4171937,"HELIX EXCEL 603-2/25/V/KS","1 Pump","Helix EXCEL",{"v":7707,"d":"7,707"},"PG06",4048482283845]
[null,4162514,"HELIX EXCEL 606-1/16/E/KS","1 Pump","Helix EXCEL",{"v":7951,"d":"7,951"},"PG06",4048482212647]
[null,4162520,"HELIX EXCEL 606-1/25/E/KS","1 Pump","Helix EXCEL",{"v":8084,"d":"8,084"},"PG06",4048482212678]
[null,4162515,"HELIX EXCEL 606-2/25/V/KS","1 Pump","Helix EXCEL",{"v":7857,"d":"7,857"},"PG06",4048482212654]
[null,4162522,"HELIX EXCEL 609-1/16/E/KS","1 Pump","Helix EXCEL",{"v":8322,"d":"8,322"},"PG06",4048482212685]
[null,4162528,"HELIX EXCEL 609-1/25/E/KS","1 Pump","Helix EXCEL",{"v":8410,"d":"8,410"},"PG06",4048482212715]
[null,4162523,"HELIX EXCEL 609-2/25/V/KS","1 Pump","Helix EXCEL",{"v":8726,"d":"8,726"},"PG06",4048482212692]
[null,4171940,"HELIX EXCEL 611-1/16/E/KS","1 Pump","Helix EXCEL",{"v":9465,"d":"9,465"},"PG06",4048482283852]
[null,4171946,"HELIX EXCEL 611-1/25/E/KS","1 Pump","Helix EXCEL",{"v":9602,"d":"9,602"},"PG06",4048482283883]
[null,4171941,"HELIX EXCEL 611-2/25/V/KS","1 Pump","Helix EXCEL",{"v":10197,"d":"10,197"},"PG06",4048482283869]
[null,4171948,"HELIX EXCEL 613-1/25/E/KS","1 Pump","Helix EXCEL",{"v":10676,"d":"10,676"},"PG06",4048482283890]
[null,4171949,"HELIX EXCEL 613-2/25/V/KS","1 Pump","Helix EXCEL",{"v":11440,"d":"11,440"},"PG06",4048482283906]
[null,4171952,"HELIX EXCEL 616-1/25/E/KS","1 Pump","Helix EXCEL",{"v":12028,"d":"12,028"},"PG06",4048482283913]
[null,4171953,"HELIX EXCEL 616-2/25/V/KS","1 Pump","Helix EXCEL",{"v":12985,"d":"12,985"},"PG06",4048482283920]
[null,4171956,"HELIX EXCEL 619-1/25/E/KS","1 Pump","Helix EXCEL",{"v":13143,"d":"13,143"},"PG06",4048482283937]
[null,4171957,"HELIX EXCEL 619-2/25/V/KS","1 Pump","Helix EXCEL",{"v":14562,"d":"14,562"},"PG06",4048482283944]
[null,4200934,"HELIX FIRST V1001-5/16/E/S/400-50","1 Pump","Helix FIRST V",{"v":1642,"d":"1,642"},"PG06",4048482588995]
[null,4200935,"HELIX FIRST V1001-5/25/E/S/400-50","1 Pump","Helix FIRST V",{"v":1735,"d":"1,735"},"PG06",4048482589008]
[null,4200936,"HELIX FIRST V1002-5/16/E/S/400-50","1 Pump","Helix FIRST V",{"v":1695,"d":"1,695"},"PG06",4048482589114]
[null,4200938,"HELIX FIRST V1002-5/25/E/S/400-50","1 Pump","Helix FIRST V",{"v":1788,"d":"1,788"},"PG06",4048482589138]
[null,4200939,"HELIX FIRST V1003-5/16/E/S/400-50","1 Pump","Helix FIRST V",{"v":1770,"d":"1,770"},"PG06",4048482589145]
[null,4200941,"HELIX FIRST V1003-5/25/E/S/400-50","1 Pump","Helix FIRST V",{"v":1861,"d":"1,861"},"PG06",4048482589169]
[null,4200942,"HELIX FIRST V1004-5/16/E/S/400-50","1 Pump","Helix FIRST V",{"v":1991,"d":"1,991"},"PG06",4048482589176]
[null,4200944,"HELIX FIRST V1004-5/25/E/S/400-50","1 Pump","Helix FIRST V",{"v":2078,"d":"2,078"},"PG06",4048482589190]
[null,4200945,"HELIX FIRST V1005-5/16/E/S/400-50","1 Pump","Helix FIRST V",{"v":2097,"d":"2,097"},"PG06",4048482589206]
[null,4200947,"HELIX FIRST V1005-5/25/E/S/400-50","1 Pump","Helix FIRST V",{"v":2189,"d":"2,189"},"PG06",4048482589220]
[null,4200948,"HELIX FIRST V1006-5/16/E/S/400-50","1 Pump","Helix FIRST V",{"v":2150,"d":"2,150"},"PG06",4048482589237]
[null,4200950,"HELIX FIRST V1006-5/25/E/S/400-50","1 Pump","Helix FIRST V",{"v":2239,"d":"2,239"},"PG06",4048482589251]
[null,4200951,"HELIX FIRST V1007-5/16/E/S/400-50","1 Pump","Helix FIRST V",{"v":2403,"d":"2,403"},"PG06",4048482589268]
[null,4200953,"HELIX FIRST V1007-5/25/E/S/400-50","1 Pump","Helix FIRST V",{"v":2492,"d":"2,492"},"PG06",4048482589282]
[null,4200954,"HELIX FIRST V1008-5/16/E/S/400-50","1 Pump","Helix FIRST V",{"v":2500,"d":"2,500"},"PG06",4048482589299]
[null,4200956,"HELIX FIRST V1008-5/25/E/S/400-50","1 Pump","Helix FIRST V",{"v":2544,"d":"2,544"},"PG06",4048482589312]
[null,4200957,"HELIX FIRST V1009-5/16/E/S/400-50","1 Pump","Helix FIRST V",{"v":2727,"d":"2,727"},"PG06",4048482589329]
[null,4200959,"HELIX FIRST V1009-5/25/E/S/400-50","1 Pump","Helix FIRST V",{"v":2780,"d":"2,780"},"PG06",4048482589343]
[null,4200960,"HELIX FIRST V1010-5/16/E/S/400-50","1 Pump","Helix FIRST V",{"v":2872,"d":"2,872"},"PG06",4048482589350]
[null,4200962,"HELIX FIRST V1010-5/25/E/S/400-50","1 Pump","Helix FIRST V",{"v":2896,"d":"2,896"},"PG06",4048482589374]
[null,4200963,"HELIX FIRST V1011-5/16/E/S/400-50","1 Pump","Helix FIRST V",{"v":3093,"d":"3,093"},"PG06",4048482589381]
[null,4200965,"HELIX FIRST V1011-5/25/E/S/400-50","1 Pump","Helix FIRST V",{"v":3093,"d":"3,093"},"PG06",4048482589404]
[null,4200993,"HELIX FIRST V1606-5/16/E/S/400-50","1 Pump","Helix FIRST V",{"v":2736,"d":"2,736"},"PG06",4048482589688]
[null,4201000,"HELIX FIRST V1608-5/25/E/S/400-50","1 Pump","Helix FIRST V",{"v":3478,"d":"3,478"},"PG06",4048482589756]
[null,4201057,"HELIX FIRST V216-5/25/E/S/400-50","1 Pump","Helix FIRST V",{"v":2528,"d":"2,528"},"PG06",4048482590325]
[null,4201066,"HELIX FIRST V226-5/25/E/KS/400-50","1 Pump","Helix FIRST V",{"v":3658,"d":"3,658"},"PG06",4048482590417]
[null,4200589,"HELIX FIRST V3605/2-5/25/E/KS/400-50","1 Pump","Helix FIRST V",{"v":7688,"d":"7,688"},"PG06",4048482595382]
[null,4201087,"HELIX FIRST V406-5/25/E/S/400-50","1 Pump","Helix FIRST V",{"v":1845,"d":"1,845"},"PG06",4048482590622]
[null,4201103,"HELIX FIRST V412-5/16/E/S/400-50","1 Pump","Helix FIRST V",{"v":2185,"d":"2,185"},"PG06",4048482590783]
[null,4183424,"HELIX FIRST V5202/2-5/16/E/S/400-50","1 Pump","Helix FIRST V",{"v":4475,"d":"4,475"},"PG06",4048482356389]
[null,4200641,"HELIX FIRST V5210/2-5/30/E/KS/400-50","1 Pump","Helix FIRST V",{"v":16479,"d":"16,479"},"PG06",4048482595672]
[null,4201177,"HELIX FIRST V633-5/30/E/KS/400-50","1 Pump","Helix FIRST V",{"v":7484,"d":"7,484"},"PG06",4048482591520]
[null,4150548,"HELIX V1007-1/16/E/KS/400-50","1 Pump","Helix V",{"v":3034,"d":"3,034"},"PG06",4048482142210]
[null,4201306,"HELIX V1011-1/16/E/S/400-50","1 Pump","Helix V",{"v":3639,"d":"3,639"},"PG06",4048482591780]
[null,4150569,"HELIX V1021-1/25/E/KS/400-50","1 Pump","Helix V",{"v":6734,"d":"6,734"},"PG06",4048482142425]
[null,4141150,"HELIX V1606-1/16/E/KS/400-50","1 Pump","Helix V",{"v":3451,"d":"3,451"},"PG06",4048482078540]
[null,4182516,"HELIX V1611-1/16/E/KS/400-50-FF240","1 Pump","Helix V",{"v":6037,"d":"6,037"},"PG06",4048482349695]
[null,4201355,"HELIX V211-1/16/E/S/400-50","1 Pump","Helix V",{"v":2171,"d":"2,171"},"PG06",4048482592275]
[null,4161724,"HELIX V216-1/25/E/KS/400-50","1 Pump","Helix V",{"v":3001,"d":"3,001"},"PG06",4048482209333]
[null,4139778,"HELIX V2204-2/25/V/KS/400-50","1 Pump","Helix V",{"v":6428,"d":"6,428"},"PG06",4048482073972]
[null,4139786,"HELIX V2208-2/25/V/KS/400-50","1 Pump","Helix V",{"v":9560,"d":"9,560"},"PG06",4048482074054]
[null,4161732,"HELIX V229-1/25/E/KS/400-50","1 Pump","Helix V",{"v":4244,"d":"4,244"},"PG06",4048482209418]
[null,4198475,"HELIX V3603/1-1/16/E/KS/400-50","1 Pump","Helix V",{"v":5827,"d":"5,827"},"PG06",4048482566030]
[null,4150765,"HELIX V3606-2/16/V/KS/400-50","1 Pump","Helix V",{"v":15616,"d":"15,616"},"PG06",4048482143415]
[null,4160520,"HELIX V404-1/16/E/KS/400-50","1 Pump","Helix V",{"v":2062,"d":"2,062"},"PG06",4048482199467]
[null,4201382,"HELIX V409-1/16/E/S/400-50","1 Pump","Helix V",{"v":2085,"d":"2,085"},"PG06",4048482592541]
[null,4160537,"HELIX V414-1/25/E/KS/400-50","1 Pump","Helix V",{"v":2931,"d":"2,931"},"PG06",4048482200231]
[null,4160566,"HELIX V424-2/25/V/KS/400-50","1 Pump","Helix V",{"v":4434,"d":"4,434"},"PG06",4048482200521]
[null,4183431,"HELIX V5203-4/16/E/S/400-50-FF240","1 Pump","Helix V",{"v":6875,"d":"6,875"},"PG06",4048482356457]
[null,4198502,"HELIX V5205-1/25/E/KS/400-50","1 Pump","Helix V",{"v":12940,"d":"12,940"},"PG06",4048482566306]
[null,4201411,"HELIX V606-1/16/E/S/400-50","1 Pump","Helix V",{"v":2074,"d":"2,074"},"PG06",4048482592831]
[null,4156072,"HELIX V611-2/25/V/KS/400-50","1 Pump","Helix V",{"v":3614,"d":"3,614"},"PG06",4048482169446]
[null,4156054,"HELIX V616-1/16/E/KS/400-50","1 Pump","Helix V",{"v":3689,"d":"3,689"},"PG06",4048482169064]
[null,4201553,"HELIX VE1005-1/16/E/S","1 Pump","Helix VE",{"v":5975,"d":"5,975"},"PG06",4048482593173]
[null,4201561,"HELIX VE1603-4.0-1/16/E/S","1 Pump","Helix VE",{"v":5179,"d":"5,179"},"PG06",4048482593258]
[null,4071165,"MVI7002/2-3/16/E/3-400-50-2","1 Pump","Multivert MVI",{"v":7184,"d":"7,184"},"PG06",4016322631934]
[null,4082566,"MVI9503/2-3/25/E/3-400-50-2","1 Pump","Multivert MVI",{"v":11986,"d":"11,986"},"PG06",4016322709138]
[null,4166161,"MVIE7004/2-3/25/E/3-2-2G","1 Pump","Multivert MVIE",{"v":23916,"d":"23,916"},"PG06",4048482229768]
[null,4087795,"MVIL104-16/E/1-230-50-2","1 Pump","Multivert MVIL",{"v":1289,"d":"1,289"},"PG06",4016322751458]
[null,4087809,"MVIL112-16/E/1-230-50-2","1 Pump","Multivert MVIL",{"v":1788,"d":"1,788"},"PG06",4016322751526]
[null,4087833,"MVIL503-16/E/1-230-50-2","1 Pump","Multivert MVIL",{"v":1248,"d":"1,248"},"PG06",4016322751632]
[null,4211076,"MVIL903-16/E/3-400-50-2/IE3","1 Pump","Multivert MVIL",{"v":1493,"d":"1,493"},"PG06",4048482693880]
[null,2504591,"RAINSYSTEM AF400-2MP605DM/RCH2+1","1 Pump","RainSystem AF 400",{"v":13078,"d":"13,078"},"PG06",4016322417873]
[null,2542596,"SiBoost Smart 3HELIX EXCEL2203/4,2kW","1 Pump","SiBoost Smart Helix EXCEL",{"v":56283,"d":"56,283"},"PG06",4048482456379]
[null,2542623,"SiBoost Smart 3HELIX EXCEL5202","1 Pump","SiBoost Smart Helix EXCEL",{"v":76540,"d":"76,540"},"PG06",4048482456645]
[null,2198895,"Sinum AV 800","1 Pump","Sinum",{"v":7688,"d":"7,688"},"PG06",4048482838120]
[null,2198875,"Sinum MV 300","1 Pump","Sinum",{"v":6447,"d":"6,447"},"PG06",4048482837925]
[null,2198862,"Sinum Pump M80","1 Pump","Sinum",{"v":22437,"d":"22,437"},"PG06",4048482837796]
[null,6075236,"TWI 6.30-13-C","1 Pump","Sub TWI 6",{"v":8449,"d":"8,449"},"PG06",4048482539799]
[null,6075253,"TWI 6.30-32-C-SD","1 Pump","Sub TWI 6",{"v":15332,"d":"15,332"},"PG06",4048482540030]
[null,6075275,"TWI 6.60-02-C","1 Pump","Sub TWI 6",{"v":2970,"d":"2,970"},"PG06",4048482540337]
[null,6075290,"TWI 6.60-18-C","1 Pump","Sub TWI 6",{"v":13507,"d":"13,507"},"PG06",4048482540689]
[null,6075417,"TWI 8.90-02-C-SD","1 Pump","Sub TWI 8",{"v":7355,"d":"7,355"},"PG06",4048482540894]
[null,2198925,"Tagus vac 10","1 Pump","Tagus",{"v":10890,"d":"10,890"},"PG06",4048482838427]
[null,2198820,"Voda Dirt 150F(PN10)","1 Pump","Voda",{"v":5200,"d":"5,200"},"PG06",4048482837376]
[null,4234109,"HELIX V1004-1/16/E/S/1-400-50","1 Pump","Wilo-Helix V",{"v":1966,"d":"1,966"},"PG06",4048482918853]
[null,4234607,"HELIX V211-1/25/E/S/1-230-50","1 Pump","Wilo-Helix V",{"v":1885,"d":"1,885"},"PG06",4048482921938]
[null,4234073,"HELIX V407-1/16/E/S/1-400-50","1 Pump","Wilo-Helix V",{"v":1750,"d":"1,750"},"PG06",4048482918686]
[null,4234626,"HELIX V603-1/25/E/S/1-230-50","1 Pump","Wilo-Helix V",{"v":1476,"d":"1,476"},"PG06",4048482922362]
[null,4191889,"Zeox-First-H12004-110-2","1 Pump","Zeox FIRST",{"v":38798,"d":"38,798"},"PG06",4048482461090]
[null,4191916,"Zeox-First-H16006-315-2","1 Pump","Zeox FIRST",{"v":116768,"d":"116,768"},"PG06",4048482461366]
[null,4191748,"Zeox-First-H3204-11-2","1 Pump","Zeox FIRST",{"v":17709,"d":"17,709"},"PG06",4048482459684]
[null,4191764,"Zeox-First-H3208-22-2","1 Pump","Zeox FIRST",{"v":21376,"d":"21,376"},"PG06",4048482459844]
[null,4191783,"Zeox-First-H3213-45-2","1 Pump","Zeox FIRST",{"v":29962,"d":"29,962"},"PG06",4048482460031]
[null,4191798,"Zeox-First-H4205-30-2","1 Pump","Zeox FIRST",{"v":21865,"d":"21,865"},"PG06",4048482460185]
[null,4191825,"Zeox-First-H4211-37-2","1 Pump","Zeox FIRST",{"v":26170,"d":"26,170"},"PG06",4048482460451]
[null,4191845,"Zeox-First-H6006-55-2","1 Pump","Zeox FIRST",{"v":28681,"d":"28,681"},"PG06",4048482460659]
[null,4191879,"Zeox-First-H9008-110-2","1 Pump","Zeox FIRST",{"v":54735,"d":"54,735"},"PG06",4048482460994]
[null,4191946,"Zeox-First-V6004/A-55-2","1 Pump","Zeox FIRST",{"v":27366,"d":"27,366"},"PG06",4048482461663]
[null,4194909,"SiClean comfort 20","2 Accessory","SiClean Comfort",{"v":25199,"d":"25,199"},"PG06",4048482507194]
[null,4048715,"TMW32/11HD","1 Pump","Drain TM/TMW/TMR 32",855,"PG07",4016322499541]
[null,2546472,"WILO DRAINLIFT Box 32/11 D","1 Pump","DrainLift Box",{"v":3162,"d":"3,162"},"PG07",4016322705758]
[null,2544877,"WILO-DRAINLIFT S1/6 RV (3~)","1 Pump","DrainLift S",{"v":4865,"d":"4,865"},"PG07",4048482668611]
[null,6064577,"FIT V05DA-122/EAD1-2-T0011-540-A","1 Pump","Rexa FIT",{"v":3093,"d":"3,093"},"PG07",4048482226989]
[null,6064717,"FIT V06DA-628/EAD1-4-T0025-540-O","1 Pump","Rexa FIT",{"v":2817,"d":"2,817"},"PG07",4048482227580]
[null,3094002,"Rexa MINI3-V04.09/M05-523/A-5M","1 Pump","Rexa MINI3",694,"PG07",4048482948690]
[null,6082113,"UNI V05/M04-523/P","1 Pump","Rexa UNI",{"v":1331,"d":"1,331"},"PG07",4048482756363]
[null,6087661,"UNI-V06B/M15-523/A","1 Pump","Rexa UNI",{"v":3058,"d":"3,058"},"PG07","4048482919560"]
[null,6084805,"UNI M05/T11-540/A","1 Pump","UNI",{"v":2624,"d":"2,624"},"PG07",4048482858234]
[null,2003561,"TP100E230/70","1 Pump","Drain TP 80/TP 100",{"v":9857,"d":"9,857"},"PG08",4016322283225]
[null,6047724,"FA 10.82-230E + T 17.2-4/24HEx","1 Pump","EMU FA (standard variant)",{"v":7992,"d":"7,992"},"PG08",4044966501351]
[null,6023360,"KS24 DS SVA+V","1 Pump","EMU KS",{"v":3801,"d":"3,801"},"PG08",4044966163771]
[null,6078610,"EMUport CORE 20.2-25A","1 Pump","EMUport CORE",{"v":29912,"d":"29,912"},"PG08",4048482623986]
[null,6080603,"EMUport CORE 45.2-20A","1 Pump","EMUport CORE",{"v":45892,"d":"45,892"},"PG08",4048482702650]
[null,6080629,"EMUport CORE 50.2-22B","1 Pump","EMUport CORE",{"v":57724,"d":"57,724"},"PG08",4048482703374]
[null,6087515,"PRO M05/T025-540","1 Pump","Padus PRO",{"v":3824,"d":"3,824"},"PG08","4048482919362"]
[null,6081904,"FIT V10DA-428/EAD0-4-T0035-540-O","1 Pump","Rexa FIT",{"v":2935,"d":"2,935"},"PG08",4048482749198]
[null,6064719,"PRO V05DA-122/EAD1X2-T0011-540-O","1 Pump","Rexa PRO",{"v":1849,"d":"1,849"},"PG08",4048482227719]
[null,6064730,"PRO V06DA-214/EAD0X2-M0015-523-O","1 Pump","Rexa PRO",{"v":2699,"d":"2,699"},"PG08",4048482227825]
[null,6065942,"PRO V08DA-526/EAD0X4-T0035-540-O","1 Pump","Rexa PRO",{"v":3008,"d":"3,008"},"PG08",4048482265728]
[null,6073226,"RexaBloc RE08.52W-230DAH132S4","1 Pump","RexaBloc RE",{"v":5195,"d":"5,195"},"PG08","4048482501192"]
[null,2547614,"WS40D Basic/MINI3 V04.11/T06-540/2","1 Pump","WS40-Basic/Mini3",{"v":4454,"d":"4,454"},"PG08","4048482991306"]
[null,2544205,"Port 800.2-1750-03B","1 Pump","Port 800",{"v":4460,"d":"4,460"},"PG08",4048482563626]
[null,4177484,"Control box Alarm type A & B","2 Accessory","Alarm switchgear type A & B",842,"PG14",4048482324630]
[null,4213057,"Unterlage MOT H50 BG.200","2 Accessory","Base motor",535,"PG14",4048482714592]
[null,2533800,"CC-OPTION GLT-BASISMODUL","2 Accessory","BMS base module",936,"PG14",4048482129143]
[null,2536718,"W-CTRL-CCE-H-1x18,5KW-T4-WM-PKG","2 Accessory","CCe-HVAC system",{"v":7148,"d":"7,148"},"PG14",4048482237817]
[null,2536701,"W-CTRL-CCE-H-2x7,5KW-T4-WM-PKG","2 Accessory","CCe-HVAC system",{"v":7473,"d":"7,473"},"PG14",4048482237640]
[null,2536727,"W-CTRL-CCE-H-4x22,0KW-T4-WM-PKG","2 Accessory","CCe-HVAC system",{"v":10379,"d":"10,379"},"PG14",4048482237909]
[null,2536710,"W-CTRL-CCE-H-5x11,0KW-T4-WM-PKG","2 Accessory","CCe-HVAC system",{"v":11108,"d":"11,108"},"PG14",4048482237732]
[null,2527801,"Wilo-Control CC-HVAC 2x1,1 FC WM","2 Accessory","CC-HVAC system",{"v":12109,"d":"12,109"},"PG14",4016322940845]
[null,2527850,"Wilo-Control CC-HVAC 3x15,0 FC BM","2 Accessory","CC-HVAC system",{"v":25542,"d":"25,542"},"PG14",4016322941347]
[null,2527827,"Wilo-Control CC-HVAC 4x4,0 FC WM","2 Accessory","CC-HVAC system",{"v":15414,"d":"15,414"},"PG14",4016322926580]
[null,2527847,"Wilo-Control CC-HVAC 6x11,0 FC BM","2 Accessory","CC-HVAC system",{"v":27097,"d":"27,097"},"PG14",4016322941316]
[null,6084895,"Hebekettenset PCS 200kg 1.4401 1m LU","2 Accessory","Chain kit",107,"PG14","4048482871936"]
[null,6063150,"chainkit PCS 800KG STVZ 10M CE neutral","2 Accessory","Chain set, steel",701,"PG14",4048482175256]
[null,2533850,"CC-OPTION COM-MODUL FOR CC WITHOUT FC","2 Accessory","Communication module CC",362,"PG14",4048482135397]
[null,2533790,"CC-OPTION CON. CABLE CONTROL MODULE","2 Accessory","Connection cable control modules/signalling modules",248,"PG14",4048482129181]
[null,2539745,"switch gear Easy Control MS-Lift 2x4kW-DOL","2 Accessory","Control MS-L",{"v":1166,"d":"1,166"},"PG14",4048482339153]
[null,2538920,"W-CTRL-SC-L-1x6,3A-T34-DOL-WM-PKG","2 Accessory","Control SC-L",{"v":3070,"d":"3,070"},"PG14",4048482306476]
[null,2538969,"W-CTRL-SC-L-2x61A-T34-SD-WM-PKG","2 Accessory","Control SC-L",{"v":8967,"d":"8,967"},"PG14",4048482306926]
[null,6037935,"cooling jacket 4 ASI316 SET Hor. 1/500\"","2 Accessory","Cooling jacket, horizontal",861,"PG14",4044966371541]
[null,4073801,"COUNTER-FLANGE-KIT-DN100-PN16-316L-PW","2 Accessory","Counter flange (stainless steel)",{"v":4749,"d":"4,749"},"PG14",4016322639091]
[null,4038585,"KIT 2 COUNTER-FLANGES DN50 PN16 STEEL PW","2 Accessory","Counter flange (steel)",380,"PG14",4016322660866]
[null,4073716,"KIT 2COUNTER-FLANGES DN100 PN25 STEEL PW","2 Accessory","Counter flange (steel)",{"v":1131,"d":"1,131"},"PG14",4016322639176]
[null,2060166,"MANUEL MAMBRANE PUMP R11/2 GG (Z8)\"","2 Accessory","Diaphragm hand pump",380,"PG14",4016322801092]
[null,2193440,"Wilo-EFC15 3x380-480V 50/60Hz IP55","2 Accessory","EFC",{"v":4666,"d":"4,666"},"PG14",4048482791166]
[null,4160334,"ELECTRONICCONTROL-MM9-ACCESSOIRE","2 Accessory","Electronic control",{"v":1114,"d":"1,114"},"PG14",4048482194073]
[null,4223301,"RESV-SUR-8L-16B-VT-V-G3/4”","2 Accessory","EN marked Pressure vessels",130,"PG14",4048482828695]
[null,4223319,"RESV-SUR-8L-25B-VT-V-G3/4”","2 Accessory","EN marked Pressure vessels",476,"PG14",4048482828879]
[null,4177433,"Cone exentric DN 65x80","2 Accessory","Flange connection eccentric cone",321,"PG14",4048482324128]
[null,110628790,"TRANSFORMING FLANGE R11/2\"DN25 OV.RF7","2 Accessory","Flanged rings RF",{"v":3306,"d":"3,306"},"PG14",4016322003090]
[null,6032495,"suction device shallow water","2 Accessory","Flat suction",83,"PG14",4044966284896]
[null,4177476,"Flow meter DN100","2 Accessory","Flow meter",898,"PG14",4048482324555]
[null,2083109,"HOSE NIPPLE D.40 IG.R11/2 CPL.\"","2 Accessory","Hose connection",96,"PG14",4016322911494]
[null,2097811,"IF-Module BACnet","2 Accessory","IF-Modules, glanded pumps",457,"PG14",4048482136882]
[null,2036896,"ASSEMBLY TP80 TROCKEN/VERTIKAL","2 Accessory","Installation set",{"v":4044,"d":"4,044"},"PG14",4016322568957]
[null,2060920,"FLANGE DN40X30 PN10/16 CPL.F1-MS","2 Accessory","Intermediate flange connecting piece F",195,"PG14",4048482077512]
[null,110681498,"FLANGE DN65X40 PN6 CPL.F28","2 Accessory","Intermediate flange connecting piece F",112,"PG14",4016322003526]
[null,2017390,"IR-MONITOR (D,NL,GB,F)","2 Accessory","IR-Monitor",528,"PG14",4016322321286]
[null,4093843,"SUMERSIBLE-ROUND-CABLE-3X4 ACS","2 Accessory","Motor cable for drinking water (material sold by the metre) ",11,"PG14",3517280274214]
[null,6037501,"cable 4G8,4 bl fl 20m F Ms","2 Accessory","Motor cable for drinking water 6\" motor",{"v":1671,"d":"1,671"},"PG14",4044966366035]
[null,2015577,"RELEASE APPARATUS SK545 CPL.","2 Accessory","Motor leakage detection",721,"PG14",4016322311591]
[null,2040969,"CONSOLE F3-18 KIT","2 Accessory","Mounting bracket kit",405,"PG14",4048482057156]
[null,6042222,"pencil electrode G1/2 10m KIT","2 Accessory","Pencil electrode",159,"PG14",4044966447505]
[null,2017152,"PRESSURE HOSE ID.90 PN8 SYN.10M CPL.","2 Accessory","Plastic hose without coupling",470,"PG14",4016322526902]
[null,6022272,"spiral hose 75/5m+Storz-B 3,5/10,5bar","2 Accessory","Plastic spiral hose with coupling",305,"PG14",4044966150139]
[null,2098295,"PUMP FOOT MTC32 F 39","2 Accessory","Pump foot",288,"PG14",4048482051635]
[null,4186466,"WSA 5-24","2 Accessory","Safe",609,"PG14",4048482404448]
[null,2545362,"W-CTRL-SC-H-1x24A-T34-SD-WM-PKG ","2 Accessory","SC/SC-FC-HVAC system",{"v":4972,"d":"4,972"},"PG14",4048482306346]
[null,2545467,"W-CTRL-SC-H-2x13A-T34-SD-FC-BM-PKG ","2 Accessory","SC/SC-FC-HVAC system",{"v":16699,"d":"16,699"},"PG14",4048482306346]
[null,2545491,"W-CTRL-SC-H-2x43A-T34-SD-FC-BM-PKG ","2 Accessory","SC/SC-FC-HVAC system",{"v":25110,"d":"25,110"},"PG14",4048482306346]
[null,2545356,"W-CTRL-SC-H-3x16A-T34-SD-WM-PKG ","2 Accessory","SC/SC-FC-HVAC system",{"v":6703,"d":"6,703"},"PG14",4048482306346]
[null,2545369,"W-CTRL-SC-H-4x32A-T34-SD-BM-PKG ","2 Accessory","SC/SC-FC-HVAC system",{"v":11743,"d":"11,743"},"PG14",4048482306346]
[null,2545271,"W-CTRL-SCE-H-2x32A-T34-WM-PKG ","2 Accessory","SCe-HVAC system",{"v":3906,"d":"3,906"},"PG14",4048482306346]
[null,2543240,"W-CTRL-SC-L-2x1,6A-T34-DOL-WM-FTS-PKG","2 Accessory","SC-L",{"v":4660,"d":"4,660"},"PG14",4048482640075]
[null,4016172,"BYPACK-RU-2027-G11/4>G3/4\"-LT-BZ\"","2 Accessory","Screwed connections/adapters",49,"PG14",3517280187354]
[null,2017160,"GATE VALVE DN50 PN10 GG25 CPL.","2 Accessory","Shut-off device for wastewater and sewage",328,"PG14",4016322318934]
[null,501459398,"SIGNAL HORN 220V","2 Accessory","Signal horn",186,"PG14",4016322188766]
[null,21039,"CABLE-STAINLESS-STEEL 316L-D3MM","2 Accessory","Steel cable",32,"PG14",4016322649403]
[null,6066848,"guide bracket DN65/2RK RB DN65ST A4 SET","2 Accessory","Suspension unit",157,"PG14",4048482298405]
[null,6082336,"suspension device DN100S/2RK SB","2 Accessory","Suspension unit",677,"PG14",4048482763507]
[null,4082990,"ESK1","2 Accessory","Switchgear ESK",781,"PG14",4016322743644]
[null,6002962,"temperature automatic controller DGW2.01","2 Accessory","Temperature monitoring",870,"PG14",4044966156742]
[null,110627291,"TRANSFORMATION PIECE R2\"X25 CPL.R9","2 Accessory","Threaded adapter R",54,"PG14",4016322003038]
[null,4027333,"FLANGE DN50/RP2 STZN KPL.\"","2 Accessory","Threaded flange for drainage and sewage",113,"PG14",4016322342656]
[null,2511823,"DIAPHREM T. 200DE PN10 R1 1/4 WILO-GRN","2 Accessory","Type DE diaphragm pressure vessel",{"v":1392,"d":"1,392"},"PG14",4016322398981]
[null,2056553,"VR-HVAC 2X5,5WA","2 Accessory","VR-HVAC system",{"v":3174,"d":"3,174"},"PG14",4016322773757]
[null,2056527,"VR-HVAC 4X0,55WA","2 Accessory","VR-HVAC system",{"v":3319,"d":"3,319"},"PG14",4016322773498]
[null,2536748,"W-CTRL-CC-H-1x104,0A-T4-SD-FC-BM-WP-PKG","2 Accessory","W-CTRL-CC-H",{"v":33420,"d":"33,420"},"PG14",4048482707068]
[null,2540246,"W-CTRL-CC-H-1x32,0A-T4-DOL-WM-WP-PKG","2 Accessory","W-CTRL-CC-H",{"v":7499,"d":"7,499"},"PG14",4048482706344]
[null,2540276,"W-CTRL-CC-H-1x61,0A-T4-DOL-FC-BM-WP-PKG","2 Accessory","W-CTRL-CC-H",{"v":23920,"d":"23,920"},"PG14",4048482706573]
[null,2540307,"W-CTRL-CC-H-2x43,0A-T4-SD-FC-BM-WP-PKG","2 Accessory","W-CTRL-CC-H",{"v":23830,"d":"23,830"},"PG14",4048482706979]
[null,6084903,"Filter 10A sin IP20 Wilo-EFC","2 Accessory","Wilo EFC",691,"PG14","4048482858050"]
[null,6084564,"Filter 24,2A sin IP54 Wilo-EFC","2 Accessory","Wilo EFC",{"v":2530,"d":"2,530"},"PG14","4048482857749"]
[null,6084558,"Filter 480A du/dt IP23 Wilo-EFC","2 Accessory","Wilo EFC",{"v":5991,"d":"5,991"},"PG14","4048482857381"]
[null,6084570,"Filter 90A sin IP54 Wilo-EFC","2 Accessory","Wilo EFC",{"v":8602,"d":"8,602"},"PG14","4048482857800"]
[null,6083071,"PV cable black 4mm²","2 Accessory",null,15,"PG14","4048482815763"]
[null,6083077,"Wilo-QS Stop Module","2 Accessory",null,609,"PG14","4048482805153"]
[null,2186281,"Stratos MAXO 65/0,5-9 PN16","1 Pump","Stratos MAXO PN16",{"v":4919,"d":"4,919"},"PG17",4048482798059]
[null,2186301,"Stratos MAXO-D 65/0,5-6 PN16","1 Pump","Stratos MAXO-D PN16",{"v":7392,"d":"7,392"},"PG17",4048482798257]
[null,2186308,"Stratos MAXO-Z 25/0,5-8 PN16","1 Pump","Stratos MAXO-Z PN16",{"v":2806,"d":"2,806"},"PG17",4048482798325]
[null,2186342,"Stratos MAXO 50/0,5-14 RMOT.","Spare Part","RMOT Stratos MAXO",{"v":3364,"d":"3,364"},"PG17",4048482798851]
[null,2186340,"Stratos MAXO/-D 50/0,5-9 RMOT.","Spare Part","RMOT Stratos MAXO",{"v":2767,"d":"2,767"},"PG17",4048482798837]
[null,29990209,"SIBOOST SMART 2 HELIX VE 603","1 Pump","SIBOOST-System",{"v":15856,"d":"15,856"},"PG06",5013608000957]
[null,29990230,"SIBOOST SMART 2 HELIX VE 1606","1 Pump","SIBOOST-System",{"v":25203,"d":"25,203"},"PG06",5013608001046]
[null,29990271,"SIBOOST SMART 3 HELIX VE 5204","1 Pump","SIBOOST-System",{"v":76726,"d":"76,726"},"PG06",5013608001473]
[null,29990289,"SIBOOST SMART 2 HELIX VE 608","1 Pump","SIBOOST-System",{"v":17978,"d":"17,978"},"PG06",5013608001190]
[null,29990917,"CAL Pro 50L & Base Heating Vessel ","Accessory","Wilo Pro Pressurisation Vessel",240,"PG06",{"$error":"#N/A"}]
[null,29991012,"1000L ULTRA PRO VERTICAL VESSEL","Accessory","Ultra Pro_Expansion Vessel",{"v":4890,"d":"4,890"},"PG06",{"$error":"#N/A"}]
[null,4157255,"WEH-1-303-T/CE ","1 Pump ","Pressurisation System",{"v":8418,"d":"8,418"},"PG06"]
[null,2186384,"Stratos MAXO-Z 25/0,5-8 RMOT.","Accessory","Rmot Stratos/-Z",{"v":1471,"d":"1,471"},"PG17",{"$error":"#N/A"}]
[null,29993562,"ISAR MODH1-2CH1-L-603/SCe",null,null,{"v":11058,"d":"11,058"},"PG06"]
[null,29993577,"ISAR MODH1-3CH1-L-206/SCe",null,null,{"v":14588,"d":"14,588"},"PG06"]
[null,29993781,"ISAR MODH1-204/EC-EM-T90",null,null,{"v":6172,"d":"6,172"},"PG06"]
[null,29993798,"ISAR MODH1-1005/EC-EM-T90",null,null,"POA","PG06"]
[null,29993820,"ISAR MODH1-2CH1-L-202/SCe-T260",null,null,{"v":13647,"d":"13,647"},"PG06"]
[null,29993837,"ISAR MODH1-2CH1-L-1003/SCe-T260",null,null,{"v":15463,"d":"15,463"},"PG06"]
[null,4235329,"MEDANA CH1-L.204-2/V/E/10T",null,null,{"v":1100,"d":"1,100"},"PG06"]
[null,4235357,"MEDANA CH1-L.1002-2/V/E/10T",null,null,{"v":1133,"d":"1,133"},"PG06"]
[null,4235374,"MEDANA CH1-L.602-1/E/G/10T",null,null,927,"PG06"]
[null,4231434,"MEDANA CH1-LC.605-5/E/A/10T",null,null,{"v":1214,"d":"1,214"},"PG06"]
[null,4231473,"MEDANA CH1-L.207-1/E/E/10T",null,null,{"v":1092,"d":"1,092"},"PG06"]
[null,4231490,"MEDANA CH1-L.604-1/E/A/10T",null,null,{"v":1130,"d":"1,130"},"PG06"]
[null,29991406,"TOP S/SD40/10 DM HEAD","Spare Part",null,{"v":1689,"d":"1,689"},"PG02"]
[null,2500711,"FOOT VALVE R21/2 PN16 TYP60S SOCLA","Spare Part","Foot valve",874,"PG14",4016322359241]
[null,2217946,"Stratos MAXO 32/0,5-10 PN6/10-R7",null,null,{"v":1345,"d":"1,345"},"PG17"]
[null,2217960,"Stratos MAXO 65/0,5-9 PN6/10-R7         ",null,null,{"v":3812,"d":"3,812"},"PG17"]
[null,2217977,"Stratos MAXO-D 40/0,5-16 PN6/10-R7      ",null,null,{"v":5538,"d":"5,538"},"PG17"]
[null,2204968,"Yonos GIGA2.0-I 32/1-24/1,5",null,null,{"v":5162,"d":"5,162"},"PG3"]
[null,2205861,"Yonos GIGA2.0-D 40/1-8/0,55",null,null,{"v":8512,"d":"8,512"},"PG3"]
[null,2205891,"Yonos GIGA2.0-D 80/1-4/0,55",null,null,{"v":9555,"d":"9,555"},"PG3"]
[null,2549904,"DrainLift SANI-M.16M/1",null,null,{"v":3975,"d":"3,975"},"PG7"]
[null,2549921,"DrainLift SANI-M.16M/4C",null,null,{"v":5380,"d":"5,380"},"PG7"]
[null,2549933,"DrainLift SANI-XL.21T/4C",null,null,{"v":9114,"d":"9,114"},"PG7"]
[null,2027643,"PRESSURE HOSE PN6 15M",null,null,469,"PG15"]
[null,2123378,"Insulation DN65-44 KIT        ",null,null,75,"PG15"]
[null,7002,"MOTOR 0.37KW 3PH 2POLE-GV28-T","Spare Part",null,{"v":1311,"d":"1,311"},"PG15"]
[null,59248,"O-RING HT C 059.248","Spare Part",null,59,"PG15"]
[null,63286,"SCREW","Spare Part",null,2,"PG15"]
[null,65894,"REDUCING-PART PG13/11 MHE","Spare Part",null,75,"PG15"]
[null,108807,"22KW ATB MOTOR FAN","Spare Part",null,276,"PG15"]
[null,2002573,"INTERSTAGE CASING ANGULAR D-FH80-0,7 KIT","Spare Part",null,907,"PG15"]
[null,2004129,"SCREW TWU5-(SE)204/305/407 0030462","Spare Part",null,9,"PG15"]
[null,2004451,"TERMINAL BOARD WJ301/401 DM 3000099","Spare Part",null,34,"PG15"]
[null,2006891,"CUTTING DEVICE FH32/06 NR.11703 KIT","Spare Part",null,560,"PG15"]
[null,2008011,"BOARD-CR/DDC","Spare Part",null,{"v":1893,"d":"1,893"},"PG15"]
[null,2009138,"EXCHANGE SET IPL32/130-0,25/4","Spare Part",null,{"v":1417,"d":"1,417"},"PG15"]
[null,2010316,"INSOLATION 80-100/10 KIT","Spare Part",null,81,"PG15"]
[null,2014102,"PIPE WORK CAN-BUS L=70MM","Spare Part",null,52,"PG15"]
[null,2015164,"O-RING ID.133,02X2,62","Spare Part",null,13,"PG15"]
[null,2016203,"MISC PUMP","Spare Part",null,3,"PG15"]
[null,2017503,"Assembly CO-ER1-BEDIEN+ANZEIGE","Spare Part",null,442,"PG15"]
[null,2018347,"ROTOR-UNIT 52 MVIS2 KIT","Spare Part",null,693,"PG15"]
[null,2018364,"STUD BOLT M12X365 MVIS2/4 KIT","Spare Part",null,140,"PG15"]
[null,2018419,"PUMP JACKET MVI2/4 1.4301 KIT","Spare Part",null,177,"PG15"]
[null,2018573,"PUMP JACKET MVI8 1.4301 KIT","Spare Part",null,280,"PG15"]
[null,2019124,"BEARING TP100E 4KW BS.KIT","Spare Part",null,212,"PG15"]
[null,2019581,"TERMINAL BOX MVIS","Spare Part",null,187,"PG15"]
[null,2019695,"PUMP DISCHARGE KIT OPTI-BOX KH","Spare Part",null,67,"PG15"]
[null,2019932,"O-RING ID.50X3 NBR70","Spare Part",null,15,"PG15"]
[null,2019962,"IMPELLER TP40S164/28 504013","Spare Part",null,594,"PG15"]
[null,2020418,"SWITCH BOX TWU5-204 EM 7105697 AB7/97","Spare Part",null,443,"PG15"]
[null,2023130,"PUMP HOUSING I30/80 PN6/10 RG KIT","Spare Part",null,275,"PG15"]
[null,2023912,"IMPELLER D.45/102/17X3 PX1786G KIT","Spare Part",null,180,"PG15"]
[null,2024755,"Screw on Suction Filter G1\" x 1\"1/4","Spare Part",null,115,"PG15"]
[null,2025080,"IMPELLER DPG100/128 GG LEFT","Spare Part",null,758,"PG15"]
[null,2025100,"IMPELLER IPG200/295 GG","Spare Part",null,{"v":3039,"d":"3,039"},"PG15"]
[null,2026395,"CLAP DPG65 KIT","Spare Part",null,625,"PG15"]
[null,2026876,"IMPELLER D.50/174/18 KIT      ","Spare Part",null,284,"PG15"]
[null,2026896,"IMPELLER D.100/160,8/24 KIT","Spare Part",null,473,"PG15"]
[null,2026935,"COUPLING/SHAFT 18/19X145 KIT","Spare Part",null,299,"PG15"]
[null,2027190,"WASHER A13 DIN125-T2 A2 VP.","Spare Part",null,9,"PG15"]
[null,2027202,"TOOL D.18/24/32 VP.","Spare Part",null,9,"PG15"]
[null,2027540,"IMPELLER DRAINLIFT D.170 KIT","Spare Part",null,280,"PG15"]
[null,2027591,"CONNECTION CABLE  HMP/ HMHI/-1~230 CPL.","Spare Part",null,65,"PG15"]
[null,2027675,"REDUCTION SLEEVE MVI50 39018589 KIT","Spare Part",null,{"v":1459,"d":"1,459"},"PG15"]
[null,2027703,"BEARING STAGE MVI50 1.4571 39018611 KIT","Spare Part",null,{"v":1967,"d":"1,967"},"PG15"]
[null,2027853,"FLOW FITTING G3/4 FOR DIAPHRAGM VES.","Spare Part",null,164,"PG15"]
[null,2027881,"VIBRATION DAMPER M.10X20 D.70","Spare Part",null,17,"PG15"]
[null,2027907,"SINLGE ENDED FLANGED NIPPLE DN100 ST","Spare Part",null,174,"PG15"]
[null,2028300,"FLANGE DN65 R2 1/2 PN16 1.4541 +VP.","Spare Part",null,363,"PG15"]
[null,2028466,"PIPE UNION TWU5-SE204/305/407 EM 7105415","Spare Part",null,22,"PG15"]
[null,2028654,"VIBRATION DAMPER D.50X30 M10X28","Spare Part",null,19,"PG15"]
[null,2028686,"PIPE 50X3,7 L=1000MM PVC STANDGER.","Spare Part",null,38,"PG15"]
[null,2029304,"NUT M16 DIN-EN24032 8 (4 PIECES)","Spare Part",null,9,"PG15"]
[null,2029572,"END SHIELD 1LA5 BG200/400 D.E.SM.KIT","Spare Part",null,{"v":1781,"d":"1,781"},"PG15"]
[null,2029734,"FAN WHEEL 1LA5 2/180/350 SM.","Spare Part",null,280,"PG15"]
[null,2032610,"NUT G11/4 MS VP.","Spare Part",null,15,"PG15"]
[null,2032643,"PRESSURE SENSOR/ GAUGE 0-16BAR","Spare Part",null,695,"PG15"]
[null,2032741,"PIPE WORK DE3 MHIE8 PN10 DN80/FLANGE","Spare Part",null,{"v":1860,"d":"1,860"},"PG15"]
[null,2032912,"COLLECTOR PIPE DN100 PN16 CO/R-3 MVI16","Spare Part",null,{"v":1860,"d":"1,860"},"PG15"]
[null,2032964,"BASE PLATE DE4 MVI3202-07 KIT","Spare Part",null,{"v":1296,"d":"1,296"},"PG15"]
[null,2033100,"BASE PLATE DE2 MVI5002-08 KIT","Spare Part",null,788,"PG15"]
[null,2033526,"SPACER DN40 F.I/A KUH.DN32","Spare Part",null,62,"PG15"]
[null,2034150,"CROSSHEAT F.SUMP WS900 KIT","Spare Part",null,544,"PG15"]
[null,2034975,"IMPELLER D.56/83,5/20 2-STF.KIT","Spare Part",null,47,"PG15"]
[null,2035466,"PUMP HOUSING MVI16 6\"DN50 PN25 1.4301KIT","Spare Part",null,514,"PG15"]
[null,2035727,"IMPELLER D.45/77/15 KIT","Spare Part",null,64,"PG15"]
[null,2036149,"SWITCH BOX DRAIN-CONTROL2(16,1-20A)XXL","Spare Part",null,{"v":5693,"d":"5,693"},"PG15"]
[null,2037158,"PUMP HOUSING D32/170 PN16 KIT","Spare Part",null,{"v":1196,"d":"1,196"},"PG15"]
[null,2037241,"MOTOR FOOT BG71-112/P190","Spare Part",null,304,"PG15"]
[null,2037295,"IMPELLER D.80/134/24 KIT","Spare Part",null,489,"PG15"]
[null,2037312,"IMPELLER D.80/155/24 KIT","Spare Part",null,682,"PG15"]
[null,2037601,"FAN HOUSING 1LA7 4/71 V1 SM.","Spare Part",null,104,"PG15"]
[null,2037651,"PUMP HOUSING D50/170 KIT","Spare Part",null,617,"PG15"]
[null,2037963,"O-RING ID.45X2 EPDM","Spare Part",null,62,"PG15"]
[null,2039868,"COUPLING 32/55+SHAFT 32X176 BG","Spare Part",null,361,"PG15"]
[null,2040264,"IMPELLER DPG65/158 GG RIGHT","Spare Part",null,458,"PG15"]
[null,2040481,"IMPELLER D.80/203/32 KIT","Spare Part",null,929,"PG15"]
[null,2040823,"IMPELLER D.40/195/24 KIT","Spare Part",null,438,"PG15"]
[null,2040878,"STATOR-UNIT TOP-E/EV40/1-4 IR KIT","Spare Part",null,329,"PG15"]
[null,2042711,"MODULE-TOP SIDE GR.22 1-230/3-400","Spare Part",null,22,"PG15"]
[null,2042732,"COUPLING/SHAFT D.32/55X176 OR.224 KIT","Spare Part",null,594,"PG15"]
[null,2042784,"END SHIELD BG90 D.E.TEE VP.","Spare Part",null,248,"PG15"]
[null,2042809,"TERMINAL BOX COVER BG200-250 TEE VP.","Spare Part",null,93,"PG15"]
[null,2042845,"FAN HOUSING BG160 TEE VP.","Spare Part",null,359,"PG15"]
[null,2042895,"CONNECTION SET HMP/C3 /HMHI2 TR","Spare Part",null,112,"PG15"]
[null,2042948,"SCREW CONNECTION PG9 KIT","Spare Part",null,9,"PG15"]
[null,2043863,"SCREW LOCKING NORD-LOCK 16/10,7 A4","Spare Part",null,12,"PG15"]
[null,2044204,"PIPE BEND 90GD.DN65/G21/2\"A.V2A CPL.","Spare Part",null,820,"PG15"]
[null,2044914,"PLATE F.D-FH80-2,5/3 868X345X5 11035370","Spare Part",null,{"v":1652,"d":"1,652"},"PG15"]
[null,2044975,"FAN HOUSING BG80 D.170 LS","Spare Part",null,345,"PG15"]
[null,2045000,"END SHIELD AF100/210/18 D.E.AT","Spare Part",null,708,"PG15"]
[null,2045019,"END SHIELD AF90 457232 N.D.E. ATB","Spare Part",null,177,"PG15"]
[null,2046179,"FAN HOUSING BG80 ATB VP.","Spare Part",null,151,"PG15"]
[null,2046267,"PUMP HOUSING 11/4\"X150 INOX SET","Spare Part",null,149,"PG15"]
[null,2046291,"IMPELLER D.32/113/18 SET","Spare Part",null,329,"PG15"]
[null,2046415,"SCREW M10X35 ISO4017 8.8 (2 STÜCK)","Spare Part",null,24,"PG15"]
[null,2046507,"HOSE NIPPLE 1\"-25MM PE","Spare Part",null,9,"PG15"]
[null,2046943,"BALL BEARING 6309/2RS-C3 (HT) VP.","Spare Part",null,293,"PG15"]
[null,2046978,"END SHIELD BG90 N.D.E.LS","Spare Part",null,603,"PG15"]
[null,2047082,"PIPE F.BACKFEET MOTOR 4KW-2POL.S1","Spare Part",null,34,"PG15"]
[null,2048408,"IMPELLER D.40/141/18 KIT","Spare Part",null,268,"PG15"]
[null,2048444,"COUPLING/SHAFT D.24/38X153 KIT","Spare Part",null,396,"PG15"]
[null,2048726,"FUNNEL DN50 OVAL PE CPL.","Spare Part",null,38,"PG15"]
[null,2048823,"GLEITRINGDICHTUNG MG1/33-G60 Q1Q1PGG KIT","Spare Part",null,295,"PG15"]
[null,2048858,"MOTOR TL5 V1 7.5/2/132/300 60HZ SM.","Spare Part",null,{"v":3249,"d":"3,249"},"PG15"]
[null,2048977,"END SHIELD FB50-3,3 3~400","Spare Part",null,455,"PG15"]
[null,2049067,"CIRCLIP 30X1,5 DIN471 1.4122","Spare Part",null,9,"PG15"]
[null,2049137,"SHAFT 32 GRD.NP../315-315V KIT","Spare Part",null,941,"PG15"]
[null,2049160,"EXTENSION COUPLING GR160 D32/65(NP)KIT","Spare Part",null,{"v":1309,"d":"1,309"},"PG15"]
[null,2049216,"PRESSURE SWITCH TYP FF4-4(FF-6-G3/8)","Spare Part",null,407,"PG15"]
[null,2049235,"GASKET D.220G09 SBR-41-4060","Spare Part",null,38,"PG15"]
[null,2049259,"NON-RETURN-DEVICE DN80 PN10 GG25","Spare Part",null,569,"PG15"]
[null,2050004,"PIPE WORK AF400 1.4307 VP.","Spare Part",null,603,"PG15"]
[null,2050174,"MOTOR PROTECTION SWITCH MS 225-20A VP.","Spare Part",null,164,"PG15"]
[null,2051135,"EXTENSION COUPLING GR95 D28/32(NP)KIT","Spare Part",null,617,"PG15"]
[null,2051153,"PH.IPH-O65/125-1,1+/110-125-2,2 KIT","Spare Part",null,{"v":2359,"d":"2,359"},"PG15"]
[null,2051178,"PUMP HOUSING STRATOS-Z30/1-8 RG KIT","Spare Part",null,324,"PG15"]
[null,2051219,"AUTOM.CIRCUIT BREAKER S203 B32 FOR 15KW","Spare Part",null,134,"PG15"]
[null,2051273,"LANTERN/PLUG-IN SHAFT P170F165/24IPL KIT","Spare Part",null,615,"PG15"]
[null,2051305,"IMPELLER D.100/241/24 KIT","Spare Part",null,886,"PG15"]
[null,2051359,"COUPLING/SHAFT D.32/42X184 M12 KIT","Spare Part",null,473,"PG15"]
[null,2051402,"SCREWED FLANGE G11/4/LK-65 1.0037 ZN","Spare Part",null,119,"PG15"]
[null,2052299,"PIPE WORK DE4 MVI/MHI400/800PN16 2½\" KIT","Spare Part",null,892,"PG15"]
[null,2052321,"PUMP HOUSING I125/340 PN16 KIT","Spare Part",null,{"v":1737,"d":"1,737"},"PG15"]
[null,2052472,"PIPE WORK DE2 MHI800 PN16 R2 1/2\"","Spare Part",null,727,"PG15"]
[null,2052497,"END SHIELD QS71 71/170 D.E.KIT","Spare Part",null,177,"PG15"]
[null,2052538,"MOTOR 1.5/2/80/170 F188","Spare Part",null,403,"PG15"]
[null,2053765,"STATOR-UNIT TOP-S30/10 3-400 KIT","Spare Part",null,854,"PG15"]
[null,2054111,"O-RING ID.225X6,0 EPDM 45 SHORE A VP.","Spare Part",null,22,"PG15"]
[null,2054193,"END SHIELD 1LG4 BG250/550 D.E.SM.KIT","Spare Part",null,{"v":3454,"d":"3,454"},"PG15"]
[null,2054211,"CAPACITOR 8MF. VP.","Spare Part",null,38,"PG15"]
[null,2054276,"NUT M20 ISO4032 A2","Spare Part",null,9,"PG15"]
[null,2054313,"PIPE WORK DE4 MVI/MVIE8 R3\" VP.","Spare Part",null,{"v":1280,"d":"1,280"},"PG15"]
[null,2054367,"TERMINAL BOX CPL.AF132 466522 ATB","Spare Part",null,264,"PG15"]
[null,2054416,"END SHIELD QSFS100 BTS.TEE","Spare Part",null,182,"PG15"]
[null,2056466,"MECH.SEAL MG12S50/55-G60 Q1Q1VGG KIT","Spare Part",null,{"v":2286,"d":"2,286"},"PG15"]
[null,2056951,"MOTOR 1,5KW-DM-400-50-2POL.KPL.","Spare Part",null,{"v":2625,"d":"2,625"},"PG15"]
[null,2057895,"BASE PLATE DE4 2580X500 M10 KIT","Spare Part",null,{"v":2504,"d":"2,504"},"PG15"]
[null,2057933,"IMPELLER D.250/460/66 KIT","Spare Part",null,{"v":6785,"d":"6,785"},"PG15"]
[null,2057961,"FITTINGS COR-1MVIE8/16 DELIV.SIDE R11/2\"","Spare Part",null,675,"PG15"]
[null,2057994,"FAN WHEEL 1LG4 4/280/550 SM.","Spare Part",null,377,"PG15"]
[null,2058021,"FIXING/GASKET-KIT STRATOS 53/63","Spare Part",null,39,"PG15"]
[null,2058062,"CABLE STS100","Spare Part",null,451,"PG15"]
[null,2058108,"PIPE WORK DE4 2\"-4X11/4\"-316","Spare Part",null,560,"PG15"]
[null,2058126,"PIPE WORK DE4 3\"-4X11/2\"-1X3/4\"","Spare Part",null,{"v":1069,"d":"1,069"},"PG15"]
[null,2058642,"TERM MODULE STRATOS 80/1-12 KIT","Spare Part",null,{"v":1587,"d":"1,587"},"PG15"]
[null,2060947,"PIPE WORK DE5 21/2\"-5X11/4\"-316","Spare Part",null,{"v":1134,"d":"1,134"},"PG15"]
[null,2060964,"BRACKET 698 F.SWITCH BOX ER1/2","Spare Part",null,205,"PG15"]
[null,2061052,"LANTERN P170-F149 NEMA KIT","Spare Part",null,324,"PG15"]
[null,2061144,"FLAT GASKET DN200 PN16","Spare Part",null,34,"PG15"]
[null,2061179,"IMPELLER DRAINLIFT L DM 85MM KIT","Spare Part",null,336,"PG15"]
[null,2061190,"MOTOR CASING/STATOR MTS40 1~230V KIT","Spare Part",null,641,"PG15"]
[null,2061222,"PIN (KH32/TMP)","Spare Part",null,15,"PG15"]
[null,2063106,"IMPELLER D.95/154,75/17X17,45 ","Spare Part",null,153,"PG15"]
[null,2064429,"IMPELLER D.50/212/24 RG KIT","Spare Part",null,{"v":1373,"d":"1,373"},"PG15"]
[null,2064502,"PLC POWER SUPPLY 24VDC 1A VP.","Spare Part",null,280,"PG15"]
[null,2064528,"SIDE STICKER WILO CC BOOSTER (BOX)","Spare Part",null,9,"PG15"]
[null,2064562,"MOTOR FOOT BG132 TEE KIT","Spare Part",null,112,"PG15"]
[null,2064597,"ROTOR 1,1/1,5KW-DM-2P-400V MTS40 KIT","Spare Part",null,280,"PG15"]
[null,2067088,"SERVICE MOTOR IP-E/DP-E65/140-4/2 KIT","Spare Part",null,{"v":4253,"d":"4,253"},"PG15"]
[null,2067781,"COVER TS40A/STS40A 3007255 KIT","Spare Part",null,65,"PG15"]
[null,2067841,"VALVE BOWL D65 NBR 60SH VP.","Spare Part",null,62,"PG15"]
[null,2067865,"PRESSURE PIPE DN50/65-2\" WS50","Spare Part",null,519,"PG15"]
[null,2067972,"O-RING ID.158,34X3,53 VITON 70 GREEN","Spare Part",null,59,"PG15"]
[null,2068012,"MOTOR V1 2,2/2/90/200 EFF1","Spare Part",null,{"v":1025,"d":"1,025"},"PG15"]
[null,2068290,"EXCHANGE SET IPL65/140-0,55/4","Spare Part",null,{"v":1980,"d":"1,980"},"PG15"]
[null,2081092,"IMPELLER D.100/162/24X27PHI RG KIT","Spare Part",null,{"v":1000,"d":"1,000"},"PG15"]
[null,2082962,"MODULE IP-E/DP-E50/130-2,2 TL3N-IE1 KIT","Spare Part",null,{"v":3341,"d":"3,341"},"PG15"]
[null,2083665,"IMPELLER D.80/142,5/24 GG20 RADET KIT","Spare Part",null,276,"PG15"]
[null,2083720,"FLAT GASKET 34X45X2 C4400 VP.","Spare Part",null,9,"PG15"]
[null,2083810,"BALL BEARING 6206/2Z-C3 (HT)","Spare Part",null,65,"PG15"]
[null,2084863,"ASSEMBLED PCB µC VR","Spare Part",null,480,"PG15"]
[null,2085909,"PRESS.SENSOR 1/4\" 0-16BAR 4-20MA VP.","Spare Part",null,308,"PG15"]
[null,2085984,"CONNECTION SENSOR 0GD.IL-E/DL-E SPI.KIT","Spare Part",null,162,"PG15"]
[null,2086011,"FLOAT SWITCH VC32 <=2013W45 VP.","Spare Part",null,583,"PG15"]
[null,2087769,"MECH.SEAL MG12S50/22-G6-Q1Q1EGG KIT","Spare Part",null,799,"PG15"]
[null,2087805,"TERMINAL BOX COVER+GASKET BG63 ATB VP.","Spare Part",null,55,"PG15"]
[null,2087858,"HOUSING NON-RET.DN25 G11/4\"-G1\"MS AF22VP","Spare Part",null,93,"PG15"]
[null,2087885,"CLIPS DRAINLIFT XS-F 41283 PACKING KIT","Spare Part",null,62,"PG15"]
[null,2087918,"CABLE-CAGE-LT 8KW VP.","Spare Part",null,215,"PG15"]
[null,2087943,"MECH.SEAL RMG12/32-G606 U3AVGG(S8)KIT","Spare Part",null,{"v":1086,"d":"1,086"},"PG15"]
[null,2090197,"STATOR-UNIT TOP-S25/10 1-230 KIT","Spare Part",null,897,"PG15"]
[null,2090221,"PUMP HOUSING I125/120 PN10 KIT","Spare Part",null,534,"PG15"]
[null,2090231,"STATOR-UNIT TOP-Z30/10 3-400 KIT","Spare Part",null,{"v":1191,"d":"1,191"},"PG15"]
[null,2090276,"TAPPER NIPPLE G11/4\" 1160LG.ZN VP.","Spare Part",null,47,"PG15"]
[null,2090302,"PUMP JACKET MVI1 1.4404 KIT","Spare Part",null,203,"PG15"]
[null,2090326,"SUCTION HOSE TWI-5 VP.","Spare Part",null,62,"PG15"]
[null,2090356,"STAGE TWI5-(SE)-3.. KIT","Spare Part",null,81,"PG15"]
[null,2090380,"ROTOR-UNIT TWI-(SE)-903 1~ VP.","Spare Part",null,615,"PG15"]
[null,2090424,"MAIN SWITCH OT 630 E12 VP.","Spare Part",null,960,"PG15"]
[null,2094378,"NH-FUSE INSERT 100A SIZE.00 VP.","Spare Part",null,24,"PG15"]
[null,2094397,"OUTLET FILTER F.SSR 255X255MM VP.","Spare Part",null,91,"PG15"]
[null,2094425,"RELAIS A40-30-01+R-C+2S/1Ö 230VAC KIT","Spare Part",null,578,"PG15"]
[]
[null,2094565,"LEVEL CONTROLLER M1/8 KIT","Spare Part",null,399,"PG15"]
[null,2094589,"PUMP HOUSING I80/128 PN10 KIT","Spare Part",null,829,"PG15"]
[null,2094609,"SERVICE BOX 20L 400X300X235 KU","Spare Part",null,345,"PG15"]
[null,2094636,"IMPELLER D.70/124/25 KIT","Spare Part",null,180,"PG15"]
[null,2096160,"MOTOR SUPPORT TP 4KW STD.DRAINLIFT XXL","Spare Part",null,59,"PG15"]
[null,2096217,"END SHIELD BG90 D.E.ATB VP.","Spare Part",null,248,"PG15"]
[null,2096228,"IMPELLER D.100/151,7/32X27PHI RG KIT","Spare Part",null,{"v":1339,"d":"1,339"},"PG15"]
[null,2096285,"FAN HOUSING BG225-250 ATB VP.","Spare Part",null,499,"PG15"]
[null,2096311,"SHAFT SERIES35 NL KIT","Spare Part",null,{"v":1780,"d":"1,780"},"PG15"]
[null,2096349,"FAN HOUSING BG160/180 ATB VP.","Spare Part",null,276,"PG15"]
[null,2096388,"WASHER A17 DIN125 A2A VP.","Spare Part",null,9,"PG15"]
[null,2096407,"SCREW LOCKING NORD-LOCK 10,8/6,5 VP.","Spare Part",null,9,"PG15"]
[null,2096427,"STATOR-UNIT 52/1100/2 MVISE-2G KIT","Spare Part",null,764,"PG15"]
[null,2097998,"STATOR 1,1KW MG.71 3~ VP.","Spare Part",null,134,"PG15"]
[null,2098019,"ROTOR UNIT 0,75KW 1~ LG.443,7 VP.","Spare Part",null,160,"PG15"]
[null,2098038,"ROTOR UNIT 1,5KW 3~ LG.390,7 VP.","Spare Part",null,145,"PG15"]
[null,2098055,"FAN WHEEL MOT.63 D.102 VP.","Spare Part",null,81,"PG15"]
[null,2098088,"PLC CPU FPSIGMA WITH SOFTWARE V1.09 VP.","Spare Part",null,{"v":2056,"d":"2,056"},"PG15"]
[null,2098183,"TERMINAL BOX COVER QS63-71-80 3~ VP.","Spare Part",null,55,"PG15"]
[null,2100472,"MOTOR CPL.MVIL 0,75KW 3~ LG.343,7 VP.","Spare Part",null,538,"PG15"]
[null,2100499,"MOTOR CPL.MVIL 1,5KW 1~ LG.468,7 VP.","Spare Part",null,597,"PG15"]
[null,2100514,"BOARD µC VR HAVC FROM01/2009 VP.","Spare Part",null,237,"PG15"]
[null,2100553,"NUT M10 DIN934 8 A2A (4 PIECES)","Spare Part",null,9,"PG15"]
[null,2100582,"HOSE CLAMP DIN3017-A-160-180X13-C7-W4 VP","Spare Part",null,9,"PG15"]
[null,2100630,"PUMP VENTILATION DN100 DRAINLIFT XXL KIT","Spare Part",null,266,"PG15"]
[null,2104301,"SUPPORT FOOT 140X43X71 NL KIT","Spare Part",null,55,"PG15"]
[null,2104307,"SUPPORT FOOT 140X53X178 NL KIT","Spare Part",null,68,"PG15"]
[null,2104347,"IMPELLER LPC40 KIT","Spare Part",null,196,"PG15"]
[null,2104403,"MECHANICAL SEAL D.24 AQ1EGG(178) NL KIT","Spare Part",null,499,"PG15"]
[null,2104422,"THROWER SERIES35 NL VP.","Spare Part",null,34,"PG15"]
[null,2104450,"IMPELLER NL40/125 BRONZE KIT","Spare Part",null,{"v":2991,"d":"2,991"},"PG15"]
[null,2104472,"MAIN SWITCH OT63F3 L250 KIT","Spare Part",null,109,"PG15"]
[null,2104540,"LANTERN RING SERIES35 NL VP.","Spare Part",null,34,"PG15"]
[null,2106056,"PUMP HOUSING NL50/250 KIT","Spare Part",null,{"v":1597,"d":"1,597"},"PG15"]
[null,2106092,"PUMP HOUSING NL65/200 KIT","Spare Part",null,{"v":1597,"d":"1,597"},"PG15"]
[null,2106116,"DIFFERENTIAL PRESSURE SENSOR 40 LG.KIT","Spare Part",null,921,"PG15"]
[null,2106194,"IMPELLER NL125/250 BRONZE KIT","Spare Part",null,{"v":6643,"d":"6,643"},"PG15"]
[null,2106221,"DISCHARGE COVER M.S.NL125&150/200 VP.","Spare Part",null,{"v":1105,"d":"1,105"},"PG15"]
[null,2106261,"IMPELLER NL125/315 BRONZE KIT","Spare Part",null,{"v":8782,"d":"8,782"},"PG15"]
[null,2106304,"PROTECTION SHIELD F.MOTOR BG200 TEE VP.","Spare Part",null,316,"PG15"]
[null,2106333,"TRANSLATOR RS232/485 AFP15402CE RADET","Spare Part",null,{"v":1202,"d":"1,202"},"PG15"]
[null,2107557,"CC OPERATION PANEL GT01 SW 5.08 FC VP.","Spare Part",null,764,"PG15"]
[null,2107651,"MECH.SEAL MG1 SX/32-G50 Q1Q1X4GG(IPN)KIT","Spare Part",null,528,"PG15"]
[null,2107660,"TANK M2/8 VP.","Spare Part",null,{"v":1882,"d":"1,882"},"PG15"]
[null,2107760,"MECHANICAL SEAL D.24 Q1Q1VGG(149) NL KIT","Spare Part",null,420,"PG15"]
[null,2107787,"CONTROL TRANSFORMER TYP250/4/23 DRAINCON","Spare Part",null,317,"PG15"]
[null,2107809,"IMPELLER 40/160-133-45,1/17 GG KIT","Spare Part",null,531,"PG15"]
[null,2107840,"MO.MHIL 1,1/2/80N 1~230V IE1 VP.","Spare Part",null,708,"PG15"]
[null,2111186,"IMPELLER D.80/212/32 KIT","Spare Part",null,951,"PG15"]
[null,2111286,"IMPELLER D.218 BM-S KIT","Spare Part",null,{"v":1213,"d":"1,213"},"PG15"]
[null,2111331,"TERMINAL BOX CPL.BG90 ELEC KIT","Spare Part",null,207,"PG15"]
[null,2111359,"BALL BEARING 6308/ZJC3 SM.VP.","Spare Part",null,109,"PG15"]
[null,2111416,"MODULE IP/DP-E32/100-0,55/2-IE2 ELEC KIT","Spare Part",null,{"v":3037,"d":"3,037"},"PG15"]
[null,2111441,"CIRCLIP BG100/112 ATB VP.","Spare Part",null,22,"PG15"]
[null,2112685,"COUPLING/SHAFT 18/38X126 VITON KIT","Spare Part",null,613,"PG15"]
[null,2112705,"FREQUENCY CHANGER FC-202P22K 22,0KW VP.","Spare Part",null,{"v":5389,"d":"5,389"},"PG15"]
[null,2112747,"PUMP HOUSING I50/214/240 16 GGG KIT","Spare Part",null,{"v":2897,"d":"2,897"},"PG15"]
[null,2112849,"MOTOR IL-E 18,5KW 2POL.IE2 VEM(+TOOL)","Spare Part",null,{"v":7428,"d":"7,428"},"PG15"]
[null,2112911,"IMPELLER D.48/105,5/17 FKM/VITON KIT","Spare Part",null,136,"PG15"]
[null,2112946,"IMPELLER 40/220/18 RG KIT","Spare Part",null,{"v":1167,"d":"1,167"},"PG15"]
[null,2114266,"MOTOR 5.5-2T638P55V1-132-ADAPT-EFF1 VP","Spare Part",null,{"v":3134,"d":"3,134"},"PG15"]
[null,2114305,"MECHANICAL SEAL D.28 BQ1EG-200 KIT","Spare Part",null,235,"PG15"]
[null,2114330,"MECHANICAL SEAL D.38 U3U3VG BM(200)KIT","Spare Part",null,727,"PG15"]
[null,2114386,"STATIONARY RING HOLDER WJ204 VP.","Spare Part",null,59,"PG15"]
[null,2116082,"MOTOR 0,37/4/80M 230/400V BM VP.","Spare Part",null,{"v":1208,"d":"1,208"},"PG15"]
[null,2116615,"MOTOR 0,18/2/63 F136 IE2 VP.","Spare Part",null,739,"PG15"]
[null,2116674,"IMPELLER D.45/126/17 KIT","Spare Part",null,185,"PG15"]
[null,2116692,"IMPELLER 100/157/5°/24 KIT","Spare Part",null,458,"PG15"]
[null,2522850,"AKKU 9V  200MAH  NICKEL METALL HYDRID","Spare Part",null,47,"PG15"]
[null,2116787,"END SHIELD BG100-P228 D.E.TEE KIT","Spare Part",null,521,"PG15"]
[null,2118363,"SPACER DISK BG112 TEE VP.","Spare Part",null,9,"PG15"]
[null,2118385,"BALL BEARING 6306 DDW C3 EA6 VP.","Spare Part",null,98,"PG15"]
[null,2118411,"IMPELLER 50/156/146/24 KIT","Spare Part",null,304,"PG15"]
[null,2118520,"MOTOR V1 7,5/2/132/300E SM.IE2(+TOOL)","Spare Part",null,{"v":4299,"d":"4,299"},"PG15"]
[null,2118638,"IMPELLER MTC32F55 VP.","Spare Part",null,{"v":1933,"d":"1,933"},"PG15"]
[null,2119863,"MOTOR PROTECTION SWITCH MS 116-1,0A VP.","Spare Part",null,91,"PG15"]
[null,2119919,"IMPELLER D.45/98/17 KIT","Spare Part",null,93,"PG15"]
[null,2120008,"IMPELLER 100/211/197/24 RG KIT","Spare Part",null,{"v":1358,"d":"1,358"},"PG15"]
[null,2120034,"IMPELLER 80/121/24 VITON KIT","Spare Part",null,307,"PG15"]
[null,2120050,"CABLE CONNECTION M25X1,5/8 CPL.TL5 VP.","Spare Part",null,9,"PG15"]
[null,2120085,"MODULE IL-/DL-E100/150-15/2-IE2 TEE KIT","Spare Part",null,{"v":9741,"d":"9,741"},"PG15"]
[null,2120129,"END SHIELD Q2E90-F188 D.E.TEE KIT","Spare Part",null,377,"PG15"]
[null,2122278,"PUMP HOUSING I40/105/P165X98,1 16 KIT","Spare Part",null,896,"PG15"]
[null,2122333,"IMPELLER D.125/197/18 KIT","Spare Part",null,{"v":1057,"d":"1,057"},"PG15"]
[null,2122354,"IMPELLER D.82/159/18 KIT","Spare Part",null,758,"PG15"]
[null,2122490,"IMPELLER D.65/219/209/24 KIT","Spare Part",null,487,"PG15"]
[null,2122501,"IMPELLER D.100/141/5°/32 KIT","Spare Part",null,854,"PG15"]
[null,2123421,"IMPELLER D.100/201/24 KIT","Spare Part",null,572,"PG15"]
[null,2123438,"IMPELLER D.150/341/45 KIT","Spare Part",null,{"v":2123,"d":"2,123"},"PG15"]
[null,2123478,"IMPELLER D.50/208/18 KIT","Spare Part",null,360,"PG15"]
[null,2123498,"IMPELLER D.80/211/32 KIT","Spare Part",null,988,"PG15"]
[null,2123516,"IMPELLER D.150/313/45X30 KIT","Spare Part",null,{"v":1556,"d":"1,556"},"PG15"]
[null,2123550,"MOTOR 0,37-4T24B5-71F13-RU-A14X198 VP.","Spare Part",null,{"v":1358,"d":"1,358"},"PG15"]
[null,2123674,"FAN WHEEL BG90 ATB KIT","Spare Part",null,163,"PG15"]
[null,2123815,"LANTERN P228X73-F215 VITON KIT","Spare Part",null,560,"PG15"]
[null,2123903,"FAN WHEEL BG80 ATB KIT","Spare Part",null,100,"PG15"]
[null,2123942,"CIRCLIP BG 160/180 ATB VP.","Spare Part",null,22,"PG15"]
[null,2123976,"END SHIELD BG132 D.E.ATB VP.","Spare Part",null,762,"PG15"]
[null,2124000,"DIAPHRAGM 50L HW ACS VP.","Spare Part",null,112,"PG15"]
[null,2125063,"MOTOR STRATOS GIGA 65/1-12/1,2 WILO KIT","Spare Part",null,{"v":2056,"d":"2,056"},"PG15"]
[null,2125090,"LANTERN STRATOS GIGA 65/1-17/1,9 KIT","Spare Part",null,{"v":1138,"d":"1,138"},"PG15"]
[null,2125231,"MODULE STRATOS GIGA 40/1-39/3,0 KIT","Spare Part",null,{"v":6193,"d":"6,193"},"PG15"]
[null,2125294,"ASSEMBLY AID STRATOS GIGA KIT","Spare Part",null,93,"PG15"]
[null,2125340,"SCREW F.END SHIELD BG180 TEE (8 PIECES)","Spare Part",null,9,"PG15"]
[null,2125385,"IMPELLER D.175 BM-B KIT","Spare Part",null,901,"PG15"]
[null,2125421,"TERMINAL BOX CPL.BG63 ATB KIT","Spare Part",null,126,"PG15"]
[null,2125468,"END SHIELD BG132 D.E.ATB KIT","Spare Part",null,762,"PG15"]
[null,2127325,"IMPELLER 125/170-140-115/24 GG KIT","Spare Part",null,581,"PG15"]
[null,2127360,"FUNNEL HELIX VP.","Spare Part",null,9,"PG15"]
[null,2127413,"LED GREEN 24V AC/DC BA9S VP.","Spare Part",null,22,"PG15"]
[null,2127439,"MECH.SEAL CARTR.M7N/80-E1 Q1AEGG VP.","Spare Part",null,{"v":2115,"d":"2,115"},"PG15"]
[null,2127457,"MOTOR V1 5,5/2/132/300-IE2-V1(","Spare Part",null,{"v":2721,"d":"2,721"},"PG15"]
[null,2127530,"IMPELLER D.40/222/18 RG KIT","Spare Part",null,{"v":1043,"d":"1,043"},"PG15"]
[null,2127556,"STUD BOLT M12X542 KIT","Spare Part",null,100,"PG15"]
[null,2127605,"EYELET CPL.FF265 HELIX(2 PIECES)","Spare Part",null,68,"PG15"]
[null,2129531,"IMPELLER 32/200NA D.215 BM KIT","Spare Part",null,289,"PG15"]
[null,2129552,"IMPELLER 40/250ND D.230 BM KIT","Spare Part",null,417,"PG15"]
[null,2129580,"IMPELLER 65/160A D.174 BM KIT","Spare Part",null,377,"PG15"]
[null,2129586,"IMPELLER 65/200NA D.215 BM KIT","Spare Part",null,463,"PG15"]
[null,2129608,"IMPELLER 65/200A D.200 BM KIT","Spare Part",null,451,"PG15"]
[null,2129925,"IMPELLER D.120 BM-S KIT","Spare Part",null,982,"PG15"]
[null,2130919,"CAPACITOR 12µF 400VDB VP.","Spare Part",null,55,"PG15"]
[null,2130966,"MECH.SEAL HELIX2-4-6-10-16 O/E VP.","Spare Part",null,377,"PG15"]
[null,2130987,"IMPELLER D.125/197/24 RG KIT","Spare Part",null,{"v":1898,"d":"1,898"},"PG15"]
[null,2131024,"RING HOLDER D.18 G606/G6 1.4404 VP.","Spare Part",null,73,"PG15"]
[null,2131044,"HOUSING PIPE D.152X260 1.4404 KIT","Spare Part",null,212,"PG15"]
[null,2131084,"HOUSING PIPE D.204X397,44 1.4307 KIT","Spare Part",null,386,"PG15"]
[null,2131145,"LANTERN 32/200 BM VP.","Spare Part",null,336,"PG15"]
[null,2131896,"MECH.SEAL MG12/55-G60 AQ1EGG(NLG315)KIT","Spare Part",null,547,"PG15"]
[null,2131917,"IMPELLER NLG300/400 GG25 KIT","Spare Part",null,{"v":7020,"d":"7,020"},"PG15"]
[null,2131934,"PUMP HOUSING/WEAR RING NLG200/450 KIT","Spare Part",null,{"v":11774,"d":"11,774"},"PG15"]
[null,2131951,"KEY A14X9X64 GB/T1096-03 VP.","Spare Part",null,32,"PG15"]
[null,2131972,"O-RING ID.85X3,55 GB3452 EPDM VP.","Spare Part",null,9,"PG15"]
[null,2132003,"BEARING COVER OUT.D.170-200X15 HT250 VP.","Spare Part",null,104,"PG15"]
[null,2132103,"FAN LARGE TL6/7 FF KIT","Spare Part",null,491,"PG15"]
[null,2132432,"ROTOR/SHAFT MTC40 VP.","Spare Part",null,252,"PG15"]
[null,2132461,"NUT H M4 BRASS (6 PIECES)","Spare Part",null,9,"PG15"]
[null,2132512,"SCREW M12X90 DIN933 A2A (4 PIECES)","Spare Part",null,9,"PG15"]
[null,2132543,"FLANGE DIN2566 DN80-3\" PN16 1.4541 VP.","Spare Part",null,411,"PG15"]
[null,2132586,"WILO-CONTROL FLA 2X22,0KW T4 SD WM VP.","Spare Part",null,{"v":25744,"d":"25,744"},"PG15"]
[null,2132626,"MECANICAL SEAL Q1BVGG VP.","Spare Part",null,{"v":9608,"d":"9,608"},"PG15"]
[null,2135019,"PLC CPU FPSIGMA WITH SOFTWARE V1.06 VP.","Spare Part",null,{"v":1852,"d":"1,852"},"PG15"]
[null,2135883,"PUMPHOUSING 125/235-270 BM-S KIT","Spare Part",null,{"v":10745,"d":"10,745"},"PG15"]
[null,2135932,"MOTOR B35 11/2/160/350E-IE2-TEE(+TOOL)","Spare Part",null,{"v":2619,"d":"2,619"},"PG15"]
[null,2135948,"MODUL BL-E32/150-3/2-IE2 ATB KIT","Spare Part",null,{"v":6571,"d":"6,571"},"PG15"]
[null,2135969,"MODULE BL-E50/170-11/2-IE2 TEE KIT","Spare Part",null,{"v":7240,"d":"7,240"},"PG15"]
[null,2137066,"KEY 5X5X20 A4 VP.","Spare Part",null,9,"PG15"]
[null,2137117,"SCREW BG112 (4 PIECES)","Spare Part",null,9,"PG15"]
[null,2137264,"MECHANICAL SEAL D.32 BQ1EGG(216) NL KIT","Spare Part",null,519,"PG15"]
[null,2137308,"WILO-CONTROL CC-BOOSTER 2X0,75 VP.","Spare Part",null,{"v":10056,"d":"10,056"},"PG15"]
[null,2137334,"WILO-CONTROL CC-BOOSTER 3X0,75 FC VP.","Spare Part",null,{"v":15973,"d":"15,973"},"PG15"]
[null,2137351,"WILO-CONTROL CC-BOOSTER 5X2,2 FC VP.","Spare Part",null,{"v":19117,"d":"19,117"},"PG15"]
[null,2138786,"SCREW/DISC F.M16X35(4 PIECES)","Spare Part",null,9,"PG15"]
[null,2138980,"MECHANICAL SEAL SIL/DIL/PBS-D2","Spare Part",null,202,"PG15"]
[null,2139185,"IMPELLER D.62/151/17X8,6 GG25 KIT","Spare Part",null,324,"PG15"]
[null,2139276,"MODULE IL-E/DL-E50/160-5,5/2 IE2 ATB KIT","Spare Part",null,{"v":3744,"d":"3,744"},"PG15"]
[null,2139301,"PUMP HOUSING DP80/120 KIT","Spare Part",null,{"v":1341,"d":"1,341"},"PG15"]
[null,2140264,"COUPLING/SHAFT 18/28X133 KIT  ","Spare Part",null,176,"PG15"]
[null,2140488,"IMPELLER D.150/270-275-151,5/38 KIT","Spare Part",null,{"v":1329,"d":"1,329"},"PG15"]
[null,2143791,"FAN COVER BG280S/M-04 WEG VP.","Spare Part",null,{"v":1817,"d":"1,817"},"PG15"]
[null,2144041,"GASKET A75/89X1 ZN1129 VP.","Spare Part",null,55,"PG15"]
[null,2144934,"SERVICE MOTOR IP/DP-E50/140-3 IE2ELEC","Spare Part",null,{"v":3411,"d":"3,411"},"PG15"]
[null,2145328,"MODULE 11KW 2POL.VEM EXT.IE1 SL KIT","Spare Part",null,{"v":11643,"d":"11,643"},"PG15"]
[null,2145403,"MODULE STRATOS 40/1-16 KIT","Spare Part",null,{"v":4325,"d":"4,325"},"PG15"]
[null,2145514,"MODULE IP-E/DP-E65/115-1,5/2-IE2ELEC KIT","Spare Part",null,{"v":3226,"d":"3,226"},"PG15"]
[null,2147299,"STATOR-UNIT TOP-STG 40/10 1~ KIT","Spare Part",null,{"v":2085,"d":"2,085"},"PG15"]
[null,2147388,"TERMINAL BOX CPL.BG90 METAL ATB VP.","Spare Part",null,180,"PG15"]
[null,2147407,"FAN HOOD FS90 LONG KIT","Spare Part",null,239,"PG15"]
[null,2148979,"FAN WHEEL BG180 ATB VP.","Spare Part",null,237,"PG15"]
[null,2149139,"MODULE IP-E/DP-E32/130-1,1/2 IE2ELEC KIT","Spare Part",null,{"v":3293,"d":"3,293"},"PG15"]
[null,2150725,"PANASONIC PROGRAM.CABLE FP0/ -M/ -C VP.","Spare Part",null,177,"PG15"]
[null,2150821,"MOTOR V1 5,5/2/132/300-IE3-N3(+TOOL)","Spare Part",null,{"v":2971,"d":"2,971"},"PG15"]
[null,2150848,"PUMP HOUSING I40/182 PN16 VITON KIT","Spare Part",null,745,"PG15"]
[null,2150891,"FLAT GASKET D.33/45X2 VP.","Spare Part",null,9,"PG15"]
[null,2150919,"FAN HOUSING BG90/100 RAL7001 ATB VP.","Spare Part",null,162,"PG15"]
[null,2150974,"FLAT GASKET D.61/95X2 DN50 VP.","Spare Part",null,9,"PG15"]
[null,2152185,"TERMINAL BOARD NAFY160L ATB KIT","Spare Part",null,104,"PG15"]
[null,2153179,"IMPELLER 125/247/32 GG KIT","Spare Part",null,984,"PG15"]
[null,2153239,"MOTOR B35 30/2/200/400-IE3-K3(+TOOL)","Spare Part",null,{"v":5528,"d":"5,528"},"PG15"]
[null,2153294,"MOTOR V1 11/6/160/350-IE3(+TOOL)","Spare Part",null,{"v":4940,"d":"4,940"},"PG15"]
[null,2155518,"FLAT GASKET N-PUMP D.55 VP.","Spare Part",null,9,"PG15"]
[null,2155647,"TERMINAL BOX BG225 TEE KIT","Spare Part",null,420,"PG15"]
[null,2155697,"END SHIELD BG225 N.D.E.TEE KIT","Spare Part",null,637,"PG15"]
[null,2155801,"IMPELLER 50/202/192/24 GG KIT","Spare Part",null,466,"PG15"]
[null,2158018,"Impeller D.80/172/24 KIT      ","Spare Part",null,481,"PG15"]
[null,2158089,"IMPELLER 80/270-264-119,6/24 GG KIT","Spare Part",null,691,"PG15"]
[null,2158109,"IMPELLER 100/139/10°/32 GG KIT","Spare Part",null,676,"PG15"]
[null,2158162,"MOTOR V1 22/4/180/350-IE3-K3(+TOOL)","Spare Part",null,{"v":5351,"d":"5,351"},"PG15"]
[null,2158241,"SHAFT SLEEVE D.65X104 VP.","Spare Part",null,991,"PG15"]
[null,2158285,"IMPELLER 100/133/A10/24 GG KIT","Spare Part",null,411,"PG15"]
[null,2158442,"IMPELLER NP40/160 BZ KIT","Spare Part",null,{"v":2411,"d":"2,411"},"PG15"]
[null,2158446,"IMPELLER NP40/250V GG KIT","Spare Part",null,{"v":1989,"d":"1,989"},"PG15"]
[null,2158505,"IMPELLER NP80/315 GG KIT","Spare Part",null,{"v":2831,"d":"2,831"},"PG15"]
[null,2160912,"IMPELLER NP100/315V BZ KIT","Spare Part",null,{"v":7258,"d":"7,258"},"PG15"]
[null,2160930,"WASHER 40X21X3 VP.","Spare Part",null,9,"PG15"]
[null,2160951,"CASING FLAT GASKET 395,5X415X1,5 VP.","Spare Part",null,102,"PG15"]
[null,2161052,"FAN HOUSING BG90 ATB VP.","Spare Part",null,126,"PG15"]
[null,2161169,"IMPELLER 125/331/317/38 GG KIT","Spare Part",null,{"v":1797,"d":"1,797"},"PG15"]
[null,2161193,"MODULE IL/DL-E200/250-18,5/4-IE2 TEE KIT","Spare Part",null,{"v":11988,"d":"11,988"},"PG15"]
[null,2162457,"SHAFT NP250-400 H51 VP.","Spare Part",null,{"v":4978,"d":"4,978"},"PG15"]
[null,2162509,"MOTOR B3 160/4/315 3~400V PTC.IE3 VP.","Spare Part",null,{"v":22957,"d":"22,957"},"PG15"]
[null,4027329,"QUICK ACTION COUPLING/BOREHOLE","Spare Part",null,449,"PG15"]
[null,2162640,"MS.CARTR.MG12/55 AQ1EGG EB KIT","Spare Part",null,{"v":2251,"d":"2,251"},"PG15"]
[null,2162702,"IMPELLER NLG150/520-525 GG25 KIT","Spare Part",null,{"v":4952,"d":"4,952"},"PG15"]
[null,2163658,"SERV.MO.IP/DP-E50/150-4/2-IE4 ELEC","Spare Part",null,{"v":4213,"d":"4,213"},"PG15"]
[null,2163729,"MOTOR STRATOS GIGA B 32/1-48/4,5 KIT","Spare Part",null,{"v":4474,"d":"4,474"},"PG15"]
[null,2163746,"MOTOR STRATOS GIGA B 80/1-32/5,6 KIT","Spare Part",null,{"v":5425,"d":"5,425"},"PG15"]
[null,2163998,"O-RING ID35*3 EPDM VP.","Spare Part",null,9,"PG15"]
[null,2164007,"FAN WHEEL 1LA7 BG100-112 SM.VP.","Spare Part",null,202,"PG15"]
[null,2164188,"JOINT RING 75X112X12 TEE VP.","Spare Part",null,34,"PG15"]
[null,2166219,"DISCHARGE COVER NPG200/315B VP.","Spare Part",null,{"v":3543,"d":"3,543"},"PG15"]
[null,2166317,"EXCHANGE KIT IPL30/90-0,25/2","Spare Part",null,{"v":1121,"d":"1,121"},"PG15"]
[null,2166334,"EXCHANGE KIT IPL40/175-5,5/2","Spare Part",null,{"v":3616,"d":"3,616"},"PG15"]
[null,2166359,"EXCHANGE KIT IPL80/110-4/2","Spare Part",null,{"v":2952,"d":"2,952"},"PG15"]
[null,2166371,"EXCHANGE KIT IPL80/125-0,75/4","Spare Part",null,{"v":2468,"d":"2,468"},"PG15"]
[null,2166412,"EXCHANGE KIT IPL40/110-0,12/4-P2","Spare Part",null,{"v":1587,"d":"1,587"},"PG15"]
[null,2167830,"LANTERN STRATOS GIGA B 32/1-19/1,2 KIT","Spare Part",null,{"v":1253,"d":"1,253"},"PG15"]
[null,2167847,"LANTERN STRATOS GIGA B 80/1-18/3,2 KIT","Spare Part",null,{"v":2219,"d":"2,219"},"PG15"]
[null,2168153,"MODULE GR.42 16MF.EM FROM 11/2015 KIT","Spare Part",null,{"v":1165,"d":"1,165"},"PG15"]
[null,2168178,"MODULE STRATOS GIGA B 50/1-27/3,0 KIT","Spare Part",null,{"v":8286,"d":"8,286"},"PG15"]
[null,2168257,"MODULE IP-E/DP-E80/105-3/2 IE2 ELEC KIT","Spare Part",null,{"v":3419,"d":"3,419"},"PG15"]
[null,2168778,"SCREW M5X203 6.8(4 PIECES)","Spare Part",null,19,"PG15"]
[null,2168965,"FAN WHEEL BG160 WEG VP.","Spare Part",null,203,"PG15"]
[null,2168990,"MODULE STRATOS GIGA B 32/1-41/3,8 KIT","Spare Part",null,{"v":9158,"d":"9,158"},"PG15"]
[null,2170797,"MOTOR STRATOS GIGA-I/D 65/1-27/3,0 KIT","Spare Part",null,{"v":3027,"d":"3,027"},"PG15"]
[null,2174742,"MOTOR 1,1-2T24B5-80F13RU-A14X198-IE3 VP.","Spare Part",null,{"v":1566,"d":"1,566"},"PG15"]
[null,2174804,"MOTOR V1 15/2/160/350 IE3 K4 (+TOOL)","Spare Part",null,{"v":6134,"d":"6,134"},"PG15"]
[null,2174876,"IMPELLER 32/130-112-45,1/17 GG KIT","Spare Part",null,324,"PG15"]
[null,2174954,"IMPELLER NLG300/550 GG25 KIT","Spare Part",null,{"v":7317,"d":"7,317"},"PG15"]
[null,2174961,"PUMP HOUSING/WEARING 300/550 KIT","Spare Part",null,{"v":16667,"d":"16,667"},"PG15"]
[null,2175631,"MECHANICAL SEAL M3S33/38 VP.","Spare Part",null,{"v":1948,"d":"1,948"},"PG15"]
[null,2175741,"SCREW M4X14(4 PIECES)","Spare Part",null,9,"PG15"]
[null,2175849,"END SHIELD BG180M/L D.E.WEG VP.","Spare Part",null,{"v":1286,"d":"1,286"},"PG15"]
[null,2175887,"IMPELLER 150/340-338-149,6/45 RG KIT","Spare Part",null,{"v":4705,"d":"4,705"},"PG15"]
[null,2178959,"MODULE IP-E/DP-E40/160-4/2 IE2 ELEC KIT","Spare Part",null,{"v":3604,"d":"3,604"},"PG15"]
[null,2179042,"MODULE STRATOS GIGA 100/1-13/1,9 ACK.KIT","Spare Part",null,{"v":6765,"d":"6,765"},"PG15"]
[null,2179065,"MODULE IP/DP-E80/115-2,2/2-IE4 ELEC KIT","Spare Part",null,{"v":3341,"d":"3,341"},"PG15"]
[null,2179150,"IMPELLER 40/159/149/18 GG KIT","Spare Part",null,314,"PG15"]
[null,2187932,"NUT M24 DIN934 A4-70 VP.","Spare Part",null,9,"PG15"]
[null,2187957,"COUPLING/SHAFT 48/80X316-291,5-2 MX KIT","Spare Part",null,{"v":3828,"d":"3,828"},"PG15"]
[null,2188095,"MODULE IL-/DL-100/270-11/4-IE4 WEG KIT","Spare Part",null,{"v":7240,"d":"7,240"},"PG15"]
[null,2188201,"SHAFT SLEEVE NPG VP.","Spare Part",null,{"v":1880,"d":"1,880"},"PG15"]
[null,2190930,"MODULE IL-E/DL-E80/200-22/2-IE4 WEG KIT","Spare Part",null,{"v":13359,"d":"13,359"},"PG15"]
[null,2190983,"PUMP SUPPORT FOOT BAC40 BG90 CPL.VP.","Spare Part",null,100,"PG15"]
[null,2191136,"MODULE STRATOS GIGA-I/D 80/1-21/3,5 KIT","Spare Part",null,{"v":7762,"d":"7,762"},"PG15"]
[null,2191610,"MODULE BL-E40/180-7,5/2-IE4 ELEC KIT","Spare Part",null,{"v":3860,"d":"3,860"},"PG15"]
[null,2191617,"MODULE BL-E65/120-4/2-IE4 ELEC KIT","Spare Part",null,{"v":3604,"d":"3,604"},"PG15"]
[null,2192726,"FLAP DN65 VP.","Spare Part",null,243,"PG15"]
[null,2192820,"MODULE BL-E40/130-3/2-IE4 ELEC KIT","Spare Part",null,{"v":3419,"d":"3,419"},"PG15"]
[null,2192889,"Motor V1 15/2/160/350-IE3-N5(+","Spare Part",null,{"v":2912,"d":"2,912"},"PG15"]
[null,2193947,"IMPELLER 125/400-376-211/38 GG20 MX KIT","Spare Part",null,{"v":3017,"d":"3,017"},"PG15"]
[null,2194043,"PUMP HOUSING I65/110/150X340 6/10 KIT","Spare Part",null,{"v":1141,"d":"1,141"},"PG15"]
[null,2194135,"MODULE STRATOS MAXO-D 40/0,5-16 MA KIT","Spare Part",null,{"v":3880,"d":"3,880"},"PG15"]
[null,2194894,"MOTOR STRATOS MAXO(D) 40/0,\"5-12 KIT","Spare Part",null,{"v":1512,"d":"1,512"},"PG15"]
[null,2194911,"PUMP HOUSING D32/70/86X220 6/10 KIT","Spare Part",null,{"v":1111,"d":"1,111"},"PG15"]
[null,2195027,"FLAT GASKET NP150/400V VP.","Spare Part",null,286,"PG15"]
[null,2195074,"FAN 80X38 WILO-EFC VP.","Spare Part",null,252,"PG15"]
[null,2196669,"PUMOHOUSING I100/400-P500 16 MX KIT","Spare Part",null,{"v":2902,"d":"2,902"},"PG15"]
[null,2196787,"PUMP HOUSING I32/70/86X220 6/10 KIT","Spare Part",null,873,"PG15"]
[null,2196993,"EXCHANGE KIT IPL65/120-0,25/4","Spare Part",null,{"v":1914,"d":"1,914"},"PG15"]
[null,2201049,"MODULE STRATOS MAXO-D 32/0,\"5-12 SL KIT","Spare Part",null,{"v":1775,"d":"1,775"},"PG15"]
[null,2201062,"MOTOR STRATOS MAXO(D) 30/0,5-6 KIT","Spare Part",null,695,"PG15"]
[null,2203221,"MODUL STRATOS GIGA B 40/4-51/11 KIT","Spare Part",null,{"v":11969,"d":"11,969"},"PG15"]
[null,2204525,"O-RING 266,07X5,33-N EPDM VP.","Spare Part",null,19,"PG15"]
[null,2204546,"PUMP HOUSING B65/125-P188 GG KIT","Spare Part",null,{"v":1361,"d":"1,361"},"PG15"]
[null,2204568,"PUMP HOUSING B80/400-P500 GG KIT","Spare Part",null,{"v":3831,"d":"3,831"},"PG15"]
[null,2204593,"IMPELLER 65/250-269-135/30 GG KIT","Spare Part",null,{"v":1635,"d":"1,635"},"PG15"]
[null,2206242,"SHAFT BB3-42-2 WL3 KIT","Spare Part",null,{"v":1111,"d":"1,111"},"PG15"]
[null,2206265,"PUMP SUPPORT FOOT BB1-132 KIT","Spare Part",null,29,"PG15"]
[null,2206294,"COUPLING B80-D.24/14 KIT","Spare Part",null,274,"PG15"]
[null,2206407,"DISCHARGE COVER P390/110/32 M.SEAL VP.","Spare Part",null,519,"PG15"]
[null,2206507,"MOTOR B3 22/4/180 3~400V PTC IE3 VP.","Spare Part",null,{"v":4545,"d":"4,545"},"PG15"]
[null,2210625,"Lantern IPL IEC90 F188 KIT ","Spare Part",null,157,"PG15"]
[null,2390798,"GASKET DN80 TP NBR55 SHORE","Spare Part",null,62,"PG15"]
[null,2502536,"MOTOR PROTECTION SWITCH MS 225 -12,5A","Spare Part",null,196,"PG15"]
[null,2504578,"AF 22 COVER HOOD","Spare Part",null,246,"PG15"]
[null,2506893,"O-RING ID.20,29X2,62 EPDM 70SR.","Spare Part",null,293,"PG15"]
[null,2510961,"ASS. PRES.SWITCH CO-1   0-16 BAR DIN","Spare Part",null,435,"PG15"]
[null,2511268,"ASS. FUSE F.COR3/CR 15-18,5KW","Spare Part",null,982,"PG15"]
[null,2514362,"O-RING 132,0-2,0 PERBUNAN","Spare Part",null,78,"PG15"]
[null,2517208,"BALL TAP KDW50 G2 I-I-DN50 DVG W/KIWA   ","Spare Part",null,285,"PG15"]
[null,2519126,"FLOAT -VT.R11/2\" VA TYP645 +SCHW.VA","Spare Part",null,{"v":5833,"d":"5,833"},"PG15"]
[null,2523484,"CABLE H05V-K 0,75 QMM DARK BLUE","Spare Part",null,43,"PG15"]
[null,2523817,"FRONT STICKER WILO VR BOOSTER ","Spare Part",null,92,"PG15"]
[null,2526298,"OPERATING BLEEDER S050-R1/2-P-BELSTOP","Spare Part",null,{"v":1197,"d":"1,197"},"PG15"]
[null,2533786,"UNTERE FRONTABDECKUNG FÜR UCHRSD GR.2","Spare Part",null,588,"PG15"]
[null,2538276,"CONTACTOR A12-30-10 100-250V (AC/DC)","Spare Part",null,68,"PG15"]
[null,2540350,"CABLE VR µC-DISPLAY L=2700MM","Spare Part",null,411,"PG15"]
[null,2541057,"W-CTRL-SCE-B-4x49A-T4-FM-ND4-P","Spare Part",null,{"v":4963,"d":"4,963"},"PG15"]
[null,2545126,"SPS OPERATION PANEL GT12 SW Vx","Spare Part",null,{"v":1460,"d":"1,460"},"PG15"]
[null,2547576,"VESSEL XL CPL. W. NRV","Spare Part",null,{"v":3431,"d":"3,431"},"PG15"]
[null,6036607,"MOTOR CABLE KIT TWU-TWI 6 (50M)","Spare Part",null,{"v":2339,"d":"2,339"},"PG15"]
[null,2815364,"I/D/B125-335-30/4 3PH MOTOR/IMP ASSY","Spare Part",null,{"v":18006,"d":"18,006"},"PG15"]
[null,2815376,"I/D/B150-360-37/4 3PH MOTOR/IMP ASSY","Spare Part",null,{"v":20173,"d":"20,173"},"PG15"]
[null,2815693,"EPDM DIAPHRAGM XT500V","Spare Part",null,665,"PG15"]
[null,2815732,"PM32/200 7.5/2 B/SHAFT KIT","Spare Part",null,{"v":1503,"d":"1,503"},"PG15"]
[null,2815835,"3KW 2POLE 400V 3PH MOTOR 210 FLANGE","Spare Part",null,967,"PG15"]
[null,2815858,"5.5KW 4POLE 3PH MOTOR 315 FL 45MM SHAFT","Spare Part",null,{"v":1852,"d":"1,852"},"PG15"]
[null,2815886,"LS132M METAL FAN COVER","Spare Part",null,307,"PG15"]
[null,2815918,"TERMINAL BOX COVER LS100 BR217 PLASTIC","Spare Part",null,98,"PG15"]
[null,2816817,"22MM (3/4\") WARNING PIPE ASSEMBLY","Spare Part",null,98,"PG15"]
[null,2817446,"1/2\" M/F MINIBALL VALVE","Spare Part",null,22,"PG15"]
[null,2818041,"CONTROL BOX SUPPORT (600 X400 X 3)","Spare Part",null,171,"PG15"]
[null,2818635,"HOA BOX 4.5-7A","Spare Part",null,920,"PG15"]
[null,2819568,"COMFORT FS CABINET ASSEMBLY","Spare Part",null,729,"PG15"]
[null,2909801,"Mechanical Seal D.50mm. EPDM P/EN","Spare Part",null,820,"PG15"]
[null,4000673,"MOTOR SHIM MASCHINED H60-CARCASS100","Spare Part",null,121,"PG15"]
[null,4001261,"UPPER  STAGE RFK.MVI8..  1.4435 +VP.","Spare Part",null,47,"PG15"]
[null,4001859,"MOTOR SHIM H35-CARCASS280","Spare Part",null,95,"PG15"]
[null,4003704,"NO 65/200 H1 MECHANICAL SEAL","Spare Part",null,494,"PG15"]
[null,4003761,"SUBSANIT SHOWER FLOAT","Spare Part",null,124,"PG15"]
[null,4005346,"PUMP CASING NO65-125H1","Spare Part",null,{"v":1898,"d":"1,898"},"PG15"]
[null,4005765,"FILLING/VENTING-PLUG-G1/4-316L","Spare Part",null,39,"PG15"]
[null,4006163,"SHAFT D.14X390,7 316L","Spare Part",null,273,"PG15"]
[null,4007228,"BALL-BEARING-6205-C3-2RS-HT","Spare Part",null,31,"PG15"]
[null,4007350,"SCREW M6X14 ISO4762 8.8 ZN","Spare Part",null,9,"PG15"]
[null,4008246,"JRC DEFLECTER","Spare Part",null,11,"PG15"]
[null,4010077,"FLAT-GASKET-33X60X2-KLINGERSIL-KTW/WRC","Spare Part",null,60,"PG15"]
[null,4012291,"HT GASKET 4012291","Spare Part",null,39,"PG15"]
[null,4014511,"O-RING ID.72,62X3,53","Spare Part",null,9,"PG15"]
[null,4015437,"STAGE MHI206,MVI203-20 1.4301 KIT","Spare Part",null,381,"PG15"]
[null,4015455,"EMPTY STAGE MVI811 1.4301 KIT","Spare Part",null,73,"PG15"]
[null,4016832,"N65-200 MOTOR FAN","Spare Part",null,52,"PG15"]
[null,4021937,"1 1/4\" x 1\"  REDUCER","Spare Part",null,3,"PG15"]
[null,4026327,"ASSEMBLY STF.GH./LR.OHNE RLF.MVI202 1.44","Spare Part",null,188,"PG15"]
[null,4026408,"ASSEMBLY ZENTRIER-GH.+LR.MHI403/5/6 1.44","Spare Part",null,65,"PG15"]
[null,4027310,"ASSEMBLY GRD.MVI2../4../8.. PN25 90° +VP","Spare Part",null,447,"PG15"]
[null,4028484,"DIFFUSER COVER (TW5 204 EM)","Spare Part",null,7,"PG15"]
[null,4032277,"CIRCLIP-HOLE-130X4","Spare Part",null,15,"PG15"]
[null,4042329,"O-RING-D7,52XD3,52-EPDM-KTW/WRC","Spare Part",null,9,"PG15"]
[null,4043160,"STAGE-KIT-MVI-16-304","Spare Part",null,264,"PG15"]
[null,4043195,"STAGE-KIT-MVI-32-316L","Spare Part",null,519,"PG15"]
[null,4046303,"COUPLING-RUBBERS-TYPE E140-(6 PIECES)","Spare Part",null,92,"PG15"]
[null,4047521,"COUPLING WITH SPACER KIT-H110-D32D48","Spare Part",null,947,"PG15"]
[null,4047558,"COUPLING WITHOUT/SPACER-B140-D42D55 KIT","Spare Part",null,{"v":1052,"d":"1,052"},"PG15"]
[null,4048674,"MECH-SEAL-KIT-CARBO-CARBU-EP-NP125-150","Spare Part",null,{"v":1085,"d":"1,085"},"PG15"]
[null,4049361,"KIT MULTI-V 1 PHASE COUPLING Ø14XØ14","Spare Part",null,276,"PG15"]
[null,4050557,"RS25/7 - RS30/7 TERMINAL BOX KIT","Spare Part",null,91,"PG15"]
[null,4051515,"AQUALIZATION-RING-1.4301      ","Spare Part",null,73,"PG15"]
[null,4052351,"MVI1604-PUMP-HOUSING-O-RING-KIT","Spare Part",null,280,"PG15"]
[null,4052368,"MVI16/32-STUD-BOLT-KIT","Spare Part",null,112,"PG15"]
[null,4054544,"MC604-605 PUMP 1ST STAGE KIT NEW RANGE","Spare Part",null,78,"PG15"]
[null,4057906,"SUBSON 10 20 30 NRV","Spare Part",null,33,"PG15"]
[null,4059944,"STAGE-KIT-MVI 16 6\"","Spare Part",null,197,"PG15"]
[null,4060455,"STAGE-KIT-MVI 52","Spare Part",null,988,"PG15"]
[null,4061967,"PUMP SHROUD Ø204-VMI5207/08-AISI316L","Spare Part",null,229,"PG15"]
[null,4062382,"DISPLAY CARD & INTERCONECT ING RIBBON","Spare Part",null,33,"PG15"]
[null,4064740,"REPLACEM.MODULE MVIE/MHIE206/405/803 KIT","Spare Part",null,{"v":2691,"d":"2,691"},"PG15"]
[null,4067421,"PUMP SHAFT-VMI-Ø22-7006-431","Spare Part",null,266,"PG15"]
[null,4069603,"ACCPLT-IMMERSON LG 33","Spare Part",null,59,"PG15"]
[null,4071833,"OTHERS STAGES KIT TWI4-12 PUMP","Spare Part",null,188,"PG15"]
[null,4074532,"SHAFT D.22X891,8-LEFT THREAD-1.4057","Spare Part",null,817,"PG15"]
[null,4081350,"COUPLING-1/2-NEUPEX-140-PART1-D54-L55","Spare Part",null,466,"PG15"]
[null,4082958,"EMPTY-STAGE-KIT-MVI100  304","Spare Part",null,47,"PG15"]
[null,4083532,"TERMINAL  BOARD WJ202-203-204-EM","Spare Part",null,34,"PG15"]
[null,4088321,"SHAFT MVI 1615/16 3210/11/12 5209 KIT","Spare Part",null,474,"PG15"]
[null,4090072,"TERMINAL BOX KIT MC-EM (63)","Spare Part",null,68,"PG15"]
[null,4091561,"FAN-COVER-PS71-PLASTIC","Spare Part",null,64,"PG15"]
[null,4094107,"SHC20-134 IMPELLER","Spare Part",null,45,"PG15"]
[null,4095220,"3PH COUPLING KIT MULTi-V D14XD","Spare Part",null,474,"PG15"]
[null,4097361,"MECH.SEAL KIT EPDM O-RING PN16 MVI","Spare Part",null,447,"PG15"]
[null,4101040,"ANNULE","Spare Part",null,104,"PG15"]
[null,4102901,"SCREW CHC-M6X14-8.8-ISO4762-GEOMET500A","Spare Part",null,9,"PG15"]
[null,4106074,"PRESSURE GAUGE FOR FLUIDCONTROL-2","Spare Part",null,39,"PG15"]
[null,4106345,"FOOT BEARING KIT","Spare Part",null,65,"PG15"]
[null,4107528,"COUPLING-1/2-NEUPEX-125-PART1-D28-L50","Spare Part",null,314,"PG15"]
[null,4110481,"CLAPET A BOULE DN50","Spare Part",null,{"v":2921,"d":"2,921"},"PG15"]
[null,4119889,"BACK END SHIELD MOTOR SM225","Spare Part",null,886,"PG15"]
[null,4120890,"COUPLING WITHOUT SPACER KIT-B110-D24D48","Spare Part",null,736,"PG15"]
[null,4122074,"COUPLING WITH SPACER KIT H140 D32/60","Spare Part",null,{"v":1197,"d":"1,197"},"PG15"]
[null,4123136,"BEARING STAGE MHIL5 KIT","Spare Part",null,134,"PG15"]
[null,4130567,"MHI406-1/E/3-440-60-2(MOTOR)","Spare Part",null,605,"PG15"]
[null,4131610,"STUD BOLT M12X200 KIT","Spare Part",null,91,"PG15"]
[null,4137942,"STAR RS 30/7BOX CONNEXION KIT","Spare Part",null,91,"PG15"]
[null,4144272,"COMPLETE-MOTOR-MHIE 205-1/E/1-2/M13/B","Spare Part",null,509,"PG15"]
[null,4145433,"STAGE MHIL1 KIT","Spare Part",null,73,"PG15"]
[null,4147423,"TERMINAL BOX KIT MHIL (71) 16µF KIT","Spare Part",null,73,"PG15"]
[null,4150302,"STAGE KIT MVI95","Spare Part",null,{"v":1511,"d":"1,511"},"PG15"]
[null,4154922,"COUPLING WITH SPACER KIT-H180-D42D75","Spare Part",null,{"v":1442,"d":"1,442"},"PG15"]
[null,4157740,"BEARING STAGE HELIX 22 1.4307 KIT","Spare Part",null,641,"PG15"]
[null,4159685,"END SHIELD HELIX EPDM KIT","Spare Part",null,406,"PG15"]
[null,4159789,"EMPTY STAGE-GUIDE VANE HELIX16 1.4404KIT","Spare Part",null,212,"PG15"]
[null,4161192,"INTERMEDIATE STAGE HELIX V36 1.4301 KIT","Spare Part",null,763,"PG15"]
[null,4161266,"UPPER STAGE HELIX 36 1.4404 KIT","Spare Part",null,{"v":1156,"d":"1,156"},"PG15"]
[null,4164725,"LANTERN HELIX 36/52 FF350 BB6216 KIT","Spare Part",null,{"v":1082,"d":"1,082"},"PG15"]
[null,4164753,"MODULE MVIE803-IE2-WE KIT","Spare Part",null,{"v":2168,"d":"2,168"},"PG15"]
[null,4167081,"FAN COVER MOT ATB AF 112M/2F","Spare Part",null,229,"PG15"]
[null,4171321,"PRIMING/DRAIN PLUG EPDM HELIX KIT","Spare Part",null,103,"PG15"]
[null,4172796,"HOUSING PIPE D.152X285 1.4404 KIT","Spare Part",null,174,"PG15"]
[null,4172806,"INTERMEDIATE STAGE HELIX10 1.4404 KIT","Spare Part",null,215,"PG15"]
[null,4174336,"STAGE HELIX6 1.4404 KIT","Spare Part",null,174,"PG15"]
[null,4176420,"MODULE HELIX-VE3601-IE2-ATB KIT","Spare Part",null,{"v":5049,"d":"5,049"},"PG15"]
[null,4177806,"STUD BOLT M12X450KIT","Spare Part",null,100,"PG15"]
[null,4177873,"HOUSING PIPE D.152X885,5 1.4301 KIT","Spare Part",null,307,"PG15"]
[null,4177934,"SHAFT D.16X517,5 1.4404 VP.","Spare Part",null,280,"PG15"]
[null,4177955,"HOUSING-PIPE D.152X885 1.4404 KIT","Spare Part",null,347,"PG15"]
[null,4178528,"CENTERING STAGE HELIX V6 1.4404 VP.","Spare Part",null,104,"PG15"]
[null,4178567,"SHAFT EQUIPMENT HELIX V2/V4 KIT","Spare Part",null,65,"PG15"]
[null,4178593,"PUMP HOUSING HELIX DN25 PN25 1.4301 KIT","Spare Part",null,632,"PG15"]
[null,4179250,"HOUSING PIPE D.152X835 1.4301 KIT","Spare Part",null,268,"PG15"]
[null,4179276,"SHAFT D.12X408 1.4404 VP.","Spare Part",null,174,"PG15"]
[null,4179307,"EMPTY STAGE HELIX 4  1.4301<15 STAGE KIT","Spare Part",null,155,"PG15"]
[null,4179373,"COUPLING W/SPACER  H125-L250 D.48/42 KIT","Spare Part",null,{"v":1174,"d":"1,174"},"PG15"]
[null,4179526,"STAGE BEARING HELIX 2 1.4404 KIT","Spare Part",null,329,"PG15"]
[null,4179570,"SCREW M6X16 ISO4762 8.8 GEOMET(4 PIECES)","Spare Part",null,9,"PG15"]
[null,4179929,"STUD BOLT M16X704 KIT","Spare Part",null,164,"PG15"]
[null,4179966,"SHAFTS D.22X404 1.4404 VP.","Spare Part",null,329,"PG15"]
[null,4180004,"RING HOLDER 30B VP.","Spare Part",null,73,"PG15"]
[null,4180822,"BALL BEARING 6305-C3-DDU-E-EA6 VP.","Spare Part",null,49,"PG15"]
[null,4181096,"SHAFT D.22X754 1.4057 VP.","Spare Part",null,443,"PG15"]
[null,4181150,"HOUSING PIPE D.204X797 1.4404 KIT","Spare Part",null,971,"PG15"]
[null,4181669,"STUD BOLT M16X578 KIT","Spare Part",null,155,"PG15"]
[null,4181703,"SHAFTS  D.22X454 1.4404 VP.","Spare Part",null,347,"PG15"]
[null,4183096,"CAPACITOR 40MF 450V B ALU LG.210 VP.","Spare Part",null,83,"PG15"]
[null,4184851,"LANTERN HELIX FIRST 8\" FT130 KIT","Spare Part",null,783,"PG15"]
[null,4184969,"BOARD FLUID CONTROL >01-2011 - BLACK VP.","Spare Part",null,174,"PG15"]
[null,4185238,"PLC CPU FPSIGMA WITH SW 1.120070E VP.","Spare Part",null,{"v":1921,"d":"1,921"},"PG15"]
[null,4185948,"ASSEMBLY DISPLAY CE+ BOOSTER 1 PUMP VP.","Spare Part",null,438,"PG15"]
[null,4186373,"HOUSING PIPE D.204X130,71 1.4307 KIT","Spare Part",null,177,"PG15"]
[null,4186405,"MODULE HELIX-VE1603-3.0-IE2-WE KIT","Spare Part",null,{"v":4002,"d":"4,002"},"PG15"]
[null,4186662,"FAN COVER BG200 TEE VP.","Spare Part",null,411,"PG15"]
[null,4186768,"MODULE HELIX-VE410-IE2-WE KIT","Spare Part",null,{"v":3849,"d":"3,849"},"PG15"]
[null,4187776,"DRIVE MHIE803N-IE2-WE KIT","Spare Part",null,{"v":5094,"d":"5,094"},"PG15"]
[null,4188806,"MOTOR 0,75/2/80 1~230V 50HZ IE2 VP.","Spare Part",null,{"v":1018,"d":"1,018"},"PG15"]
[null,4190640,"DRIVE HELIX VE5204-IE2-ARC KIT","Spare Part",null,{"v":18326,"d":"18,326"},"PG15"]
[null,4191420,"BALL-BEARING-6002-C3-DDU-E-EA6 VP.","Spare Part",null,38,"PG15"]
[null,4191473,"FAN-COVER-MOTOR80-D125-LOCKING VP.","Spare Part",null,116,"PG15"]
[null,4192923,"DIAPHREM DT5JUNIOR 200-400L PN10 R1 VP.","Spare Part",null,{"v":1632,"d":"1,632"},"PG15"]
[null,4193648,"MO.MHIL 0,75/2/80N 3~400V IE2 VP.","Spare Part",null,564,"PG15"]
[null,4193944,"FAN Ø144EXT Ø29,2 QU/QS/Q2E112/2 VP.","Spare Part",null,126,"PG15"]
[null,4194717,"HYDRAULIC CPL.MVI1612-8'' 1.4301 KIT",null,null,{"v":5924,"d":"5,924"},"PG15"]
[null,4194738,"HYDRAULIC CPL.MVI5202-8'' 1.4301 KIT",null,null,{"v":1989,"d":"1,989"},"PG15"]
[null,4195486,"MOTOR 11/2/132 3~400V 50HZ IE3 VP.",null,null,{"v":2986,"d":"2,986"},"PG15"]
[null,4195793,"MS. N.D.E. ZEOX-FIRST-H120-160",null,null,{"v":2793,"d":"2,793"},"PG15"]
[null,4196003,"2 COUNTER-FLANGES DN50 PN16 GG KIT",null,null,109,"PG15"]
[null,4197114,"MECH.SEALQ7Q7 CARTR.EPDM PN25 HELIX KIT",null,null,929,"PG15"]
[null,4197765,"FAN HOUSING BG63 HIMULTI VP.",null,null,104,"PG15"]
[null,4197806,"METAL SHEET 5 STAGES KIT",null,null,75,"PG15"]
[null,4199793,"ASSEMBLY DISPLAY CE+ BOOSTER 2X5,5KW VP.",null,null,484,"PG15"]
[null,4199884,"MOTOR 11/2/160 3~400V 50HZ VP.",null,null,{"v":2991,"d":"2,991"},"PG15"]
[null,4200144,"PIPE DE4 21/2''-4X11/4\"+2X1/4X900 VP.",null,null,{"v":1052,"d":"1,052"},"PG15"]
[null,4202776,"CAPACITOR+SWITCH  HIDRAINLIFT3-24 KIT",null,null,160,"PG15"]
[null,4202822,"PUMP HOUSING MHI406 1.4404",null,null,266,"PG15"]
[null,4202838,"WEAR RING ZEOX FIRST-V/H120",null,null,503,"PG15"]
[null,4203975,"FLANGE 6 HOLES  1\" VP.",null,null,75,"PG15"]
[null,4204227,"MOTOR KPL.MVIL 2.2KW 3~ LG.553.7 VP.",null,null,901,"PG15"]
[null,4204906,"PIPE DE2 DN100-2X21/2\"+1X1/4+1X3/4X1000",null,null,{"v":1912,"d":"1,912"},"PG15"]
[null,4206139,"OVERCURRENT RELAY  E45DU45  (15-45A) VP.",null,null,336,"PG15"]
[null,4207596,"MODULE MHIE-1,1KW-M13 KIT",null,null,{"v":3293,"d":"3,293"},"PG15"]
[null,4207914,"MOTOR 0.75/2/80 3~ 380V 60HZ IE4 WE VP.",null,null,{"v":1127,"d":"1,127"},"PG15"]
[null,4208935,"SHAFT D.16X1417 1.4057 VP.",null,null,622,"PG15"]
[null,4209339,"MODULE HELIX-VE1005-IE4-WE KIT",null,null,{"v":4545,"d":"4,545"},"PG15"]
[null,4209607,"MODULE HELIX-VE1603-4.0-IE4-WE KIT",null,null,{"v":4168,"d":"4,168"},"PG15"]
[null,4209689,"SCREW F.KKD.(MHI2/4/8) VP.",null,null,22,"PG15"]
[null,4210127,"MECHANIC.SEAL+CARTR.PN16 HELIX V22 KIT",null,null,{"v":1060,"d":"1,060"},"PG15"]
[null,4212638,"MODULE HELIX-VE1012-IE4-WE KIT",null,null,{"v":8581,"d":"8,581"},"PG15"]
[null,4212690,"Fan Cover Metallic QS/Q2E90 VP",null,null,195,"PG15"]
[null,4213750,"SHAFT D.12X306 HELIX 1.4057 VP.",null,null,100,"PG15"]
[null,4213776,"SHAFT D.12X406 HELIX 1.4057 VP.",null,null,136,"PG15"]
[null,4214506,"SHAFT D.16X466 HELIX 1.4057 VP.",null,null,193,"PG15"]
[null,4214966,"STUD BOLT HELIX M12X170 KIT",null,null,109,"PG15"]
[null,4215172,"BASE PLATE DE2 950X420 KIT",null,null,792,"PG15"]
[null,4215788,"MO.MHI 0,55/2/71N 3~400V IE1 VP.",null,null,879,"PG15"]
[null,4216838,"CAPACITOR 35µF PRIMA JET/TWU5-407 EM",null,null,62,"PG15"]
[null,4218481,"GASKET KIT WRH69200-10",null,null,{"v":1138,"d":"1,138"},"PG15"]
[null,4220040,"FUSE 22X58 660V AM 63A",null,null,15,"PG15"]
[null,4220471,"OVERCUR. RELAY U12/16E 14 K1 VP.",null,null,134,"PG15"]
[null,4220641,"FRONT-END-SHIELD B3 QU/QS/Q2E112 VP.",null,null,379,"PG15"]
[null,4221751,"GASKET (W/S)NF-S 65-80-100/315 KIT",null,null,134,"PG15"]
[null,4222890,"TRANSFORMER 50VA SEC.24-230V VP.",null,null,91,"PG15"]
[null,4225005,"HYDRAULIC CPL.MVI203-6'' 1.4301 KIT",null,null,697,"PG15"]
[null,4225022,"HYDRAULIC CPL.MVI408-6'' 1.4301 KIT",null,null,929,"PG15"]
[null,4225285,"PIPE 3\"-3X11/2\"-E300-2X1/4-1X3/4-304L VP",null,null,588,"PG15"]
[null,4228133,"DELIVERY SIDE RP2\" KIT",null,null,377,"PG15"]
[null,4230654,"MC304-EM VP.",null,null,783,"PG15"]
[null,4230839,"CONTACTOR A12-30-10 100-250V (AC/DC) VP.",null,null,93,"PG15"]
[null,4233140,"SHAFT D.14X342 1.4404 VP.",null,null,95,"PG15"]
[null,4233919,"SHAFT D.14X382 1.4057 VP.",null,null,75,"PG15"]
[null,4233953,"O-RING ID.145 VITON VP.",null,null,47,"PG15"]
[null,4234220,"HYDRAULIC CPL.MVI806-6'' 1.4404 KIT",null,null,481,"PG15"]
[null,4234241,"UPPER STAGE RFK.MVI8 1.4301 VP.",null,null,43,"PG15"]
[null,4235995,"UPPER STAGE-C/R-16M3-8\"-304 VP.",null,null,88,"PG15"]
[null,4236717,"HYDRAULIC CPL.MVI817-6'' 1.4404 KIT",null,null,{"v":3606,"d":"3,606"},"PG15"]
[null,4236772,"DELIVERY FLANGE FIXATION COR-MHI16 KIT",null,null,32,"PG15"]
[null,4244662,"UNIVERSAL ISOLATING AMPLIFIER TV-4x UIVP",null,null,675,"PG15"]
[null,6000562,"motor protection plug SMP 10M 30µF",null,null,142,"PG15"]
[null,6000623,"NOZZLER D.35 54.17636 A4",null,null,484,"PG15"]
[null,6000776,"SILENCER DN150 PVC",null,null,{"v":7938,"d":"7,938"},"PG15"]
[null,6001074,"CABLE TRUMPET M36X1,5 18-21 54230.21-0",null,null,155,"PG15"]
[null,6001117,"IMPELLER -W D.97 KE3",null,null,119,"PG15"]
[null,6001272,"TOP GUIDE CASING 52.1462 GG KIT",null,null,{"v":3865,"d":"3,865"},"PG15"]
[null,6001313,"GASKET 4\" FRANKLIN KUNSTSTOFF",null,null,3,"PG15"]
[null,6001358,"CABLE TRUMPET 60T  5M NSS 4X4 KIT",null,null,929,"PG15"]
[null,6001390,"HANDLE 52.1592 ST VZ KIT",null,null,336,"PG15"]
[null,6001483,"LEITUNGSDURCHF. 60T 10M NSS 4X6 SET",null,null,{"v":1165,"d":"1,165"},"PG15"]
[null,6001492,"CABLE TRUMPET 60T 15M NSS 4X16 KIT",null,null,{"v":2115,"d":"2,115"},"PG15"]
[null,6001605,"CROSSBRIDGE 6 WAGO 282-402",null,null,6,"PG15"]
[null,6001641,"WINDING MATER. U84-2/20 380 50HZ D/Y PVC",null,null,736,"PG15"]
[null,6001753,"TOP GUIDE CASING  51.7503/3 GG",null,null,{"v":10236,"d":"10,236"},"PG15"]
[null,6001787,"PUMP HOUSING Q150 51.18801 GG/C0",null,null,{"v":6457,"d":"6,457"},"PG15"]
[null,6001849,"IMPELLER-W D.122 53.17041 AL",null,null,783,"PG15"]
[null,6001865,"CERAM C2 GREY 1000 ML KIT",null,null,{"v":1156,"d":"1,156"},"PG15"]
[null,6001900,"DISCHARGE PIECE 52.17513 GBZ 200/40",null,null,{"v":5463,"d":"5,463"},"PG15"]
[null,6001935,"MOTOR CASING 51.2844/2 AL/C0",null,null,{"v":1199,"d":"1,199"},"PG15"]
[null,6001980,"CABLE PROTECTION SHEET 2+1X70X1613 1.430",null,null,{"v":1286,"d":"1,286"},"PG15"]
[null,6002007,"CIRCLIPS 15X1 DIN471 FST",null,null,3,"PG15"]
[null,6002042,"CIRCLIPS 230X5 DIN472 FST",null,null,75,"PG15"]
[null,6002089,"WING NUT M8 DIN315 A2",null,null,22,"PG15"]
[null,6002109,"DOMET NUT M24 DIN1587 A2",null,null,47,"PG15"]
[null,6002141,"EMU WASHER A10.5",null,null,9,"PG15"]
[null,6002165,"EMU DISC",null,null,9,"PG15"]
[null,6002184,"CIRCLIPS 80X2,5 DIN472 FST",null,null,6,"PG15"]
[null,6002206,"WASHER A5,3 DIN125 ST",null,null,3,"PG15"]
[null,6002249,"SCREW M24X75 DIN939 A2",null,null,47,"PG15"]
[null,6002271,"THREADED PIN M6X8 DIN551 A4",null,null,3,"PG15"]
[null,6002288,"SCREW M16X60 DIN939 A2-70",null,null,15,"PG15"]
[null,6002311,"SCREW M20X65 DIN939 A4-70",null,null,29,"PG15"]
[null,6002348,"SCREW 12X70 DIN571 A4",null,null,15,"PG15"]
[null,6002361,"SCREW M12 DIN580 A4",null,null,49,"PG15"]
[null,6002397,"SCREW M4X30 DIN963 A2",null,null,3,"PG15"]
[null,6002440,"SCREW M6X12 DIN963 MS",null,null,3,"PG15"]
[null,6002458,"PRELON SHAFT SEAL VI - 42X60X12 PTFE",null,null,459,"PG15"]
[null,6002510,"KEY A 8X7X28 DIN6885 C45K",null,null,3,"PG15"]
[null,6002532,"FOLDING SPLIT PIN 6X42 DIN11023 A2",null,null,62,"PG15"]
[null,6002632,"HYDRAULIC UNIT 10-1524/00.4/3598",null,null,{"v":13637,"d":"13,637"},"PG15"]
[null,6002672,"GROMMET D.4 DIN3090 A4",null,null,6,"PG15"]
[null,6002733,"CYLINDRICAL PIN 8M6X8 DIN7 A4",null,null,6,"PG15"]
[null,6002752,"CYLINDRICAL PIN 10M6X40 DIN7 A2",null,null,9,"PG15"]
[null,6002777,"SLOTTED PIN 8X16 DIN1474 1.4305",null,null,47,"PG15"]
[null,6002799,"SCREW M12X30 DIN7991 A2-70",null,null,6,"PG15"]
[null,6002837,"NUT M6 DIN985 A2",null,null,3,"PG15"]
[null,6002855,"SCREW M16X30 DIN912 A4-70",null,null,9,"PG15"]
[null,6002888,"SCREW M12X70 DIN933 A4-70",null,null,6,"PG15"]
[null,6002964,"temperature sensor Pt100 350 m",null,null,245,"PG15"]
[null,6003001,"INTERMEDIATE PROTECTIVE PLUG",null,null,47,"PG15"]
[null,6003048,"SEAL RING-PROFILE - -",null,null,9,"PG15"]
[null,6003105,"ERMETO-PIPE UNION GE22-LR  ST",null,null,38,"PG15"]
[null,6003129,"PRESSURE SCREW - - PLASTICS",null,null,3,"PG15"]
[null,6003159,"SEAL RING D.17/A34,7X9,5 DIN46259 NBR",null,null,11,"PG15"]
[null,6003193,"TERMINAL GS3B",null,null,38,"PG15"]
[null,6003221,"REDUCTION RING PG42/36 NR.4236 MS",null,null,19,"PG15"]
[null,6003245,"MOTOR PROTECTION SWITCH 2.5-4 A",null,null,160,"PG15"]
[null,6003296,"CABLE GLAND PG11 TYP 151",null,null,6,"PG15"]
[null,6003320,"SEAL RING D.25/B34,7X12 DIN46259 GI",null,null,6,"PG15"]
[null,6003344,"MAGNET 5*13.6 ROUND",null,null,19,"PG15"]
[null,6003399,"SCREW M12X25 DIN912 A2-70",null,null,6,"PG15"]
[null,6003427,"SCREW M6X16 DIN6912 A4-70",null,null,3,"PG15"]
[null,6003448,"SCREW M8X80 DIN912 A2",null,null,6,"PG15"]
[null,6003484,"SCREW M10X35 DIN939 A2",null,null,6,"PG15"]
[null,6003532,"SCREW M20X40 DIN6912 A4-70",null,null,62,"PG15"]
[null,6003534,"SCREW M16X150 DIN912 10.9 GEOMET",null,null,55,"PG15"]
[null,6003582,"SCREW M8X35 DIN931 A2-70",null,null,3,"PG15"]
[null,6003612,"SCREW M12X50 DIN931 A4-70",null,null,6,"PG15"]
[null,6003667,"FUNNEL 50MM",null,null,9,"PG15"]
[null,6003715,"SCREW M24X160 DIN931 A2",null,null,109,"PG15"]
[null,6003724,"SCREW M5X25 DIN6912 A2",null,null,3,"PG15"]
[null,6003754,"SCREW M16X75 DIN931 A4-70",null,null,12,"PG15"]
[null,6003808,"PLUG 55.10444 NBR",null,null,9,"PG15"]
[null,6003848,"DISCHARGE PIPE ST",null,null,{"v":9063,"d":"9,063"},"PG15"]
[null,6003873,"MECHANICAL SHAFT SEAL MG1/38-G23-E1",null,null,261,"PG15"]
[null,6003890,"DIAPHRAGM CR 60SH",null,null,519,"PG15"]
[null,6003921,"TERMINAL FOR THERMAL SWITCH FST",null,null,9,"PG15"]
[null,6003942,"SUPPORTING SHEET D.30 A4",null,null,15,"PG15"]
[null,6004015,"SUPPORTING SHEET D.26 1.4401",null,null,29,"PG15"]
[null,6004062,"CABLE SEALING D.27,5 EPDM 60SH",null,null,34,"PG15"]
[null,6004074,"CABLE SEALING D.18 EPDM 50 SH",null,null,34,"PG15"]
[null,6004099,"RADIAL BEARING D.38,1/25,4X101,6 GZ-RG+N",null,null,391,"PG15"]
[null,6004118,"CABLE SEALING 3XD.12,5 EPDM 60 SH",null,null,119,"PG15"]
[null,6004150,"FLAT GASKET D.345/434X0,2 PAPER",null,null,29,"PG15"]
[null,6004190,"MECHANICAL SHAFT SEAL M1S13/25-00-R-BEPG",null,null,157,"PG15"]
[null,6004227,"SEAL RING-PROFILE 16310 CR",null,null,605,"PG15"]
[null,6004336,"CABLE TRUMPET 10 1584",null,null,6,"PG15"]
[null,6004397,"SPRING RIGHT 3,0X18,0X4,5 A2",null,null,47,"PG15"]
[null,6004492,"TIGHTENING SCREW M12X275 A2",null,null,68,"PG15"]
[null,6004515,"TIGHTENING SCREW M12X617 A2",null,null,112,"PG15"]
[null,6004544,"SCREW M10X120 A2",null,null,15,"PG15"]
[null,6004653,"KEY A 8X7X21 DIN6885 A4",null,null,6,"PG15"]
[null,6004688,"KEY A 16X10X63 DIN6885 1.4571",null,null,24,"PG15"]
[null,6004705,"COUPLING FLANGE ST",null,null,{"v":1740,"d":"1,740"},"PG15"]
[null,6004735,"INTAKE FUNNEL ST",null,null,{"v":7827,"d":"7,827"},"PG15"]
[null,6004756,"TOP DIFFUSER HOSTAFORM C",null,null,65,"PG15"]
[null,6004779,"PLANETARY STAGE V I=4,9 F4339106",null,null,{"v":1837,"d":"1,837"},"PG15"]
[null,6004835,"IMPELLER-R D.142 NORYL",null,null,81,"PG15"]
[null,6004918,"VALVE SEAT 2078 KTW CR 70SH",null,null,9,"PG15"]
[null,6004953,"PLUG GPN300 F11 PE",null,null,3,"PG15"]
[null,6005006,"CABLE GLAND PG21 NEO MS",null,null,9,"PG15"]
[null,6005018,"MORTAR CARDRIDGE HVU M20X170",null,null,34,"PG15"]
[null,6005079,"PLANETARY STAGE V I=5,875 F4339109",null,null,{"v":1880,"d":"1,880"},"PG15"]
[null,6005111,"PROTECTIVE CAP D.133 PE GR",null,null,6,"PG15"]
[null,6005189,"SUPPORTING PLATE D.147X30 1.4122+CY2C",null,null,993,"PG15"]
[null,6005273,"RADIAL BEARING D.33/25X28 CY10C",null,null,177,"PG15"]
[null,6005311,"RADIAL BEARING D.38,1/25,4X31 1.4571+NBR",null,null,716,"PG15"]
[null,6005325,"WASHER D.16/8,2X3,5 A4",null,null,9,"PG15"]
[null,6005350,"SPACER DISC D.18/12,5X0,5 A4 12026",null,null,3,"PG15"]
[null,6005375,"PRESSURE RING 26 18 1,0 PG21 MS",null,null,3,"PG15"]
[null,6006014,"TEFLONPL.600*600 1MM PTFENATUR",null,null,591,"PG15"]
[null,6006782,"SCREW M27X80 A4 ÄHNL. DIN939",null,null,160,"PG15"]
[null,6006806,"TIGHTENING SCREW M8X402 15598+/2 A2-80",null,null,52,"PG15"]
[null,6006826,"TIGHTENING SCREW M10X463 1.4541",null,null,174,"PG15"]
[null,6006843,"TIGHTENING SCREWE M8X660 53.15598/1A4-80",null,null,145,"PG15"]
[null,6007010,"KEY STEEL 22X14 DIN6880 1.4571",null,null,771,"PG15"]
[null,6007436,"FLAT GASKET D.60/78X2 PAPIER",null,null,19,"PG15"]
[null,6007499,"SHAFT SEAL RING A30/40X7 DIN3760 NBR+A2",null,null,12,"PG15"]
[null,6007576,"CABLE TRUMPET M24 10M ÖLF 7X1,5 KIT",null,null,979,"PG15"]
[null,6007661,"O-RING ID.110,0X3,0 NBR70",null,null,6,"PG15"]
[null,6007681,"O-RING ID.30,0X4,0 VITON",null,null,22,"PG15"]
[null,6007706,"O-RING ID.38,0X3,0 NBR70",null,null,6,"PG15"]
[null,6007745,"O-RING ID.47,0X3,0 VITON 80",null,null,6,"PG15"]
[null,6007755,"O-RING ID.420,0X6,0 NBR70",null,null,34,"PG15"]
[null,6007799,"O-RING ID.398,0X8,0 NBR70",null,null,149,"PG15"]
[null,6007822,"O-RING ID.180,0X4,0 NBR70",null,null,6,"PG15"]
[null,6007847,"O-RING ID.225,0X5,0 NBR70",null,null,6,"PG15"]
[null,6007893,"BINDING CABLE 180X6 KR6/18 PA6.6 FIREPRO",null,null,3,"PG15"]
[null,6007984,"CABLE SHOE LF RSQ7121 A8-10",null,null,3,"PG15"]
[null,6008009,"CONNECTING SLEEVE EHQ486-25 LÖTFREI",null,null,6,"PG15"]
[null,6008103,"WINDING WIRE PVC D.1,6/2,4 80°",null,null,3,"PG15"]
[null,6008125,"WINDING WIRE PVC Q.16,0/5,2/6,9 80°",null,null,29,"PG15"]
[null,6008142,"WINDING WIRE PVC D.3,2/4,4 80°",null,null,6,"PG15"]
[null,6008199,"WINDING WIRE PE2+PA Q.18,0/7,2/7,6 90°",null,null,38,"PG15"]
[null,6008771,"FRANKLIN-SWITCH BOX SS-1-PH 1,5KW",null,null,585,"PG15"]
[null,6008888,"FLAT GASKET D.83/127X3 EN1514-1 EPDM",null,null,9,"PG15"]
[null,6008940,"FLAT GASKET D.324/384X3 EN1514-1 EPDM",null,null,62,"PG15"]
[null,6008995,"BALL BEARING 6205 NO SHIELD NO GREASE",null,null,12,"PG15"]
[null,6009211,"NECK RING D.345X158 54.15129 RG",null,null,{"v":2802,"d":"2,802"},"PG15"]
[null,6009253,"NECK RING D.118X10 54.10571 1.4580",null,null,443,"PG15"]
[null,6009288,"neck ring D.187x23 55.11293 1.",null,null,661,"PG15"]
[null,6009307,"SUPPORTING RING D.45/32X27 55.6794 1.402",null,null,345,"PG15"]
[null,6009368,"MOBILE WEAR RING D.171,5/165X22 54.18523",null,null,{"v":1029,"d":"1,029"},"PG15"]
[null,6009390,"SUPPORTING PLATE D.235X55 1.4034",null,null,{"v":2768,"d":"2,768"},"PG15"]
[null,6009445,"SPACER RING D.152/80X28 53.14298 GG",null,null,{"v":1045,"d":"1,045"},"PG15"]
[null,6009472,"NECK RING D.165X20 55.8851 RG",null,null,381,"PG15"]
[null,6009505,"NECK RING D.245X25 55.9320 RG",null,null,774,"PG15"]
[null,6009534,"NECK RING D.185X18 54.6969 1.4580",null,null,524,"PG15"]
[null,6009583,"SHAFT SLEEVE D.48/35 55.13956 1.4401",null,null,743,"PG15"]
[null,6009603,"SHAFT SLEEVE D.80/60 55.3911/1 1.4401",null,null,{"v":1744,"d":"1,744"},"PG15"]
[null,6009624,"SHAFT SLEEVE D.25/18 55.8586 1.4021",null,null,276,"PG15"]
[null,6009644,"SPACER SLEEVE D.47,8/35 55.3144/3 1.4021",null,null,491,"PG15"]
[null,6009666,"SPACER SLEEVE D.60/42 55.6806 1.4401",null,null,{"v":1062,"d":"1,062"},"PG15"]
[null,6009684,"END SLEEVE D.55/45 55.15250 1.4401",null,null,501,"PG15"]
[null,6009718,"SHAFT SLEEVE D.40/28 55.16623/1 1.4401",null,null,564,"PG15"]
[null,6009751,"FIXATION RING D.67/52X12 55.14587 1.4401",null,null,544,"PG15"]
[null,6009783,"SPACER RING  D.55/40X17 55.12884 1.4021",null,null,327,"PG15"]
[null,6009835,"ADJUSTING DISC 140 10 15068 VN03 1.4021",null,null,608,"PG15"]
[null,6009988,"ROTOR D.61,4X243,5 2/9 1.4021",null,null,779,"PG15"]
[null,6010013,"ROTOR D.109,2X540 2/22 1.4021",null,null,{"v":1871,"d":"1,871"},"PG15"]
[null,6010091,"STATOR U122,123-2/56 ST V",null,null,{"v":9285,"d":"9,285"},"PG15"]
[null,6010140,"COOLING PIPE D.22X495 12595 VN05 1.4571",null,null,229,"PG15"]
[null,6010165,"STATOR M9-2/100 ST V",null,null,{"v":14961,"d":"14,961"},"PG15"]
[null,6010182,"CABLE STUFFING BOX PG16 1536/3 VNA1 1.40",null,null,407,"PG15"]
[null,6010202,"STATOR NU12.-4+6/54,55 GBZ V",null,null,{"v":24942,"d":"24,942"},"PG15"]
[null,6010228,"STATOR NU90.-2/60 ST+1.4571",null,null,{"v":6559,"d":"6,559"},"PG15"]
[null,6010242,"STATOR NU80-2/75 ST+A2 V",null,null,{"v":7334,"d":"7,334"},"PG15"]
[null,6010284,"ROTOR D.70,7X907 2/51 1.4462+G",null,null,{"v":4484,"d":"4,484"},"PG15"]
[null,6010316,"ROTOR D.88,5X1235,5 2+4/68 1.4122",null,null,{"v":6744,"d":"6,744"},"PG15"]
[null,6010391,"ROTOR D.88,2X1405 2+4/87 1.4462+G H",null,null,{"v":7678,"d":"7,678"},"PG15"]
[null,6010413,"ROTOR D.108,5X1420 2+4/75 1.4057+G H K",null,null,{"v":7774,"d":"7,774"},"PG15"]
[null,6010438,"ROTOR D.61,4X308 2/11 4021/4462  G K",null,null,{"v":2243,"d":"2,243"},"PG15"]
[null,6010466,"ROTOR D.238,7X1187 8/60 1.4021",null,null,{"v":20285,"d":"20,285"},"PG15"]
[null,6010519,"ROTOR D.69,4X324 2/12 1.4021 K",null,null,569,"PG15"]
[null,6010593,"IMPELLER FA15.77Z-410 GGG SVA",null,null,{"v":6414,"d":"6,414"},"PG15"]
[null,6010617,"INTERMEDIATE FLANGE 54.17647 GG",null,null,229,"PG15"]
[null,6010628,"IMPELLER-W D.178 52.17781 GG",null,null,774,"PG15"]
[null,6010667,"IMPELLER-E D.144 54.13890/2 GGG",null,null,{"v":1072,"d":"1,072"},"PG15"]
[null,6010698,"SEAL WASHER 137.01.001 A4",null,null,{"v":1111,"d":"1,111"},"PG15"]
[null,6010755,"SPACER M20X65 DIN933 54.17884 A4",null,null,329,"PG15"]
[null,6010797,"KEY 4X3X369 54.15361/1 A4",null,null,38,"PG15"]
[null,6010801,"KEY 4X3X584 54.15361 A4",null,null,52,"PG15"]
[null,6010835,"KEY 6X4X239 55.15177 A4",null,null,73,"PG15"]
[null,6010863,"PUMP HOUSING Q80 52.17901 GG/C0",null,null,{"v":1082,"d":"1,082"},"PG15"]
[null,6010888,"IMPELLER FA08.23W-140 GG SVA",null,null,693,"PG15"]
[null,6010910,"KEY 18X11X113 DIN6885 55.15757 A4",null,null,411,"PG15"]
[null,6010949,"GUIDE BRACKET COMPL. AV..H A2",null,null,851,"PG15"]
[null,6011134,"BUSHING FOR HUB RZP80-1 A4",null,null,{"v":1729,"d":"1,729"},"PG15"]
[null,6011158,"CABLE HOOK 03N.03.023 A2",null,null,149,"PG15"]
[null,6011201,"ADAPTER 1 1/4\" LOWER PART A4",null,null,221,"PG15"]
[null,6011220,"U-BOLT PIPE CLAMP FORM A 125 A2 SPECIAL",null,null,289,"PG15"]
[null,6011255,"SUPPORT GR.60 A4",null,null,145,"PG15"]
[null,6011299,"RADIAL BEARING D.145/109,7X130 RG+MY3K",null,null,{"v":9282,"d":"9,282"},"PG15"]
[null,6011325,"BUSH D.33/25 55.9292 GPBBZ",null,null,243,"PG15"]
[null,6011348,"BUSH D.30/25 55.6484 1.4021",null,null,62,"PG15"]
[null,6011367,"RADIAL BEARING D.33/24,8X38 GPBBZ",null,null,221,"PG15"]
[null,6011416,"SEAL RING D.52/35X20 55.2216 NBR",null,null,134,"PG15"]
[null,6011452,"BUSH 54.17669 PVC",null,null,12,"PG15"]
[null,6011462,"SPACER SLEEVE D.47,8/35 55.11776 1.4401",null,null,{"v":1258,"d":"1,258"},"PG15"]
[null,6011486,"SPACER SLEEVE D.40/35 55.17173 1.4401",null,null,363,"PG15"]
[null,6011529,"SPACER SLEEVE D.33,8/25 55.10212 1.4021",null,null,256,"PG15"]
[null,6011546,"END SLEEVE D.48/35 55.11510 1.4021",null,null,299,"PG15"]
[null,6011569,"RADIAL BEARING D.36/27,8X28 GPBBZ",null,null,75,"PG15"]
[null,6011586,"BUSH D.142/92 54.16579 GBZ",null,null,971,"PG15"]
[null,6011608,"SPACER SLEEVE D.75/60 54.18250 1.4401",null,null,{"v":1829,"d":"1,829"},"PG15"]
[null,6011625,"END SLEEVE D.40/25 55.3147 1.4021",null,null,519,"PG15"]
[null,6011669,"KEY A18X7X60 DIN6885 55.13226  A4",null,null,38,"PG15"]
[null,6011692,"WASHER D.54/16,5X10 15238 1.4401",null,null,327,"PG15"]
[null,6011704,"IMPELLER CAP 52.15282 GG/C0",null,null,{"v":1320,"d":"1,320"},"PG15"]
[null,6011726,"KEY 6X4X413 54.14309/2 A4",null,null,52,"PG15"]
[null,6011748,"KEY 6X4X932 54.14330/1 A4",null,null,100,"PG15"]
[null,6011765,"KEY 6X4X649 54.14289/1 A4",null,null,73,"PG15"]
[null,6011815,"GUIDE BRACKET SB/1R 52.13866/1 GG/C0",null,null,342,"PG15"]
[null,6011825,"GUIDE BRACKET DN150 53.10035 ST",null,null,261,"PG15"]
[null,6011903,"SHAFT NUT M16X1,5 LH 55.7006 GBZ",null,null,403,"PG15"]
[null,6011927,"SHAFT NUT M42X1,5 55.12553 1.4021",null,null,625,"PG15"]
[null,6011947,"THREADED PIN M16X85 55.17461 A2",null,null,494,"PG15"]
[null,6011969,"THREADED PIN M16X65 DIN551 A2",null,null,215,"PG15"]
[null,6011995,"COUPLING 54.10559 1.4122",null,null,892,"PG15"]
[null,6012033,"PUMP SHAFT D.23X439,7 53.1996 1.4122",null,null,888,"PG15"]
[null,6012054,"PUMP SHAFT D.32X678 53.5871 1.4122",null,null,{"v":1388,"d":"1,388"},"PG15"]
[null,6012073,"PUMP SHAFT D.23X243 53.1602 1.4122",null,null,591,"PG15"]
[null,6012091,"PUMP SHAFT D.55X851 53.1316 1.4122",null,null,{"v":2821,"d":"2,821"},"PG15"]
[null,6012112,"PUMP SHAFT D.23X663 53.1602 1.4122",null,null,977,"PG15"]
[null,6012163,"CABLE PROTECTION SHEET 30X10X421 1.4301",null,null,40,"PG15"]
[null,6012188,"CABLE PROTECTION SHEET 30X10X838 1.4301",null,null,131,"PG15"]
[null,6012216,"STRAP L=721 54.15530 1.4541",null,null,585,"PG15"]
[null,6012274,"PUMP SHAFT D.20X371 53.15367 1.4021",null,null,{"v":1984,"d":"1,984"},"PG15"]
[null,6012295,"PUMP SHAFT D.20X395 53.15368 1.4021",null,null,799,"PG15"]
[null,6012324,"PUMP SHAFT D.20X371 53.15357 1.4462",null,null,{"v":1084,"d":"1,084"},"PG15"]
[null,6012350,"PUMP SHAFT D.20X601 53.15846 1.4462",null,null,{"v":1397,"d":"1,397"},"PG15"]
[null,6012371,"PUMP SHAFT D.23X420 53.15879 1.4122",null,null,886,"PG15"]
[null,6012388,"PUMP SHAFT D.23X216 53.15879 1.4122",null,null,{"v":1873,"d":"1,873"},"PG15"]
[null,6012409,"PUMP SHAFT D.20X371 53.15369 1.4021",null,null,{"v":1405,"d":"1,405"},"PG15"]
[null,6012433,"PUMP SHAFT D.20X983 53.15422 1.4021",null,null,{"v":1659,"d":"1,659"},"PG15"]
[null,6012443,"PUMP SHAFT D.23X166,7 12634 1.4122",null,null,{"v":1258,"d":"1,258"},"PG15"]
[null,6012464,"PUMP SHAFT D.23X665 53.12644 1.4122",null,null,{"v":1280,"d":"1,280"},"PG15"]
[null,6012503,"PUMP SHAFT D.32X747 53.7731 1.4122",null,null,{"v":1845,"d":"1,845"},"PG15"]
[null,6012525,"PUMP SHAFT D.55X1229 53.14955 1.4021",null,null,{"v":4065,"d":"4,065"},"PG15"]
[null,6012546,"PUMP SHAFT D.20X191 53.15357 1.4122",null,null,564,"PG15"]
[null,6012562,"PUMP SHAFT D.25X504 53.15176 1.4021",null,null,695,"PG15"]
[null,6012583,"PUMP SHAFT D.23X299,7 53.12646 1.4021",null,null,{"v":1296,"d":"1,296"},"PG15"]
[null,6012601,"PUMP SHAFT D.25X419 53.13770/3 1.4122",null,null,792,"PG15"]
[null,6012651,"PUMP HOUSING Q150 51.17629 GG/C0",null,null,{"v":4986,"d":"4,986"},"PG15"]
[null,6012673,"PUMP HOUSING Q100 54.18762 GG/C0",null,null,{"v":1454,"d":"1,454"},"PG15"]
[null,6012686,"PUMP HOUSING Q80 52.18069 GG",null,null,919,"PG15"]
[null,6012725,"SHAFT FOR MIXER HEAD L340 53.17683 ST/2X",null,null,736,"PG15"]
[null,6012745,"SUCTION PORT 52.14170 VN00 GG/C0",null,null,{"v":1167,"d":"1,167"},"PG15"]
[null,6012766,"SUCTION PORT 53.14505 GG/C3C1",null,null,494,"PG15"]
[null,6012791,"PUMP HOUSING Q200 51.11005 GG/C0",null,null,{"v":5111,"d":"5,111"},"PG15"]
[null,6012821,"PUMP HOUSING Q100 51.12610 GG/C0",null,null,{"v":2125,"d":"2,125"},"PG15"]
[null,6012867,"PUMP HOUSING Q100 50.13466 GG",null,null,{"v":1154,"d":"1,154"},"PG15"]
[null,6012888,"PUMP HOUSING Q80 51.16436/1 GG",null,null,542,"PG15"]
[null,6012913,"PUMP HOUSING Q350 52.13973 GG/C0",null,null,{"v":21252,"d":"21,252"},"PG15"]
[null,6012944,"PUMP HOUSING Q100 51.14990 GG",null,null,{"v":2352,"d":"2,352"},"PG15"]
[null,6012965,"SUCTION PIECE 51.6817/8 GG",null,null,{"v":4204,"d":"4,204"},"PG15"]
[null,6013011,"INSPECTION COVER 54.16467 GGG",null,null,491,"PG15"]
[null,6013033,"SUCTION PIECE 52.1489 GBZ",null,null,{"v":1358,"d":"1,358"},"PG15"]
[null,6013052,"SUCTION PIECE 52.15420 GBZ A",null,null,{"v":1672,"d":"1,672"},"PG15"]
[null,6013074,"SUCTION PIECE 50.18244 GBZ",null,null,{"v":20784,"d":"20,784"},"PG15"]
[null,6013093,"SUCTION PIECE 51.14905 GG",null,null,{"v":5108,"d":"5,108"},"PG15"]
[null,6013127,"SUCTION PIECE 51.15069 GG",null,null,{"v":5519,"d":"5,519"},"PG15"]
[null,6013130,"COUPLING FLANGE 52.10244/1 GGG/C0",null,null,922,"PG15"]
[null,6013228,"INSPECTION COVER 53.10685 1.4581",null,null,{"v":1271,"d":"1,271"},"PG15"]
[null,6013248,"INSPECTION COVER 53.20099 GG/C0",null,null,212,"PG15"]
[null,6013276,"COUPLING FLANGE 52.18092 GGG",null,null,{"v":2207,"d":"2,207"},"PG15"]
[null,6013313,"IMPELLER FA08.52W/10.22W-215 1.4581 SVA",null,null,{"v":3819,"d":"3,819"},"PG15"]
[null,6013335,"IMPELLER-W D.145 52.17549 GG",null,null,673,"PG15"]
[null,6013383,"IMPELLER-W D.278 52.17283 GG",null,null,{"v":2020,"d":"2,020"},"PG15"]
[null,6013459,"IMPELLER-W D.410 52.18204 GG",null,null,{"v":4157,"d":"4,157"},"PG15"]
[null,6013499,"IMPELLER-W D.165 52.11809/1 GGG",null,null,991,"PG15"]
[null,6013529,"IMPELLER FA25.82Z/30.82Z-440 GGG SVA",null,null,{"v":7974,"d":"7,974"},"PG15"]
[null,6013582,"IMPELLER-W D.190 6051919 GGG",null,null,{"v":1480,"d":"1,480"},"PG15"]
[null,6013614,"IMPELLER-W D.104 53.14434 GG",null,null,896,"PG15"]
[null,6013636,"IMPELLER-W D.119 53.14959 GG",null,null,{"v":1091,"d":"1,091"},"PG15"]
[null,6013662,"SEALING CASING D.280G6 50.13445 GG",null,null,876,"PG15"]
[null,6013710,"BEARING HOUSING 53.13838 1.4581",null,null,{"v":2383,"d":"2,383"},"PG15"]
[null,6013726,"SEALING CASING D.485H7 51.2262/1 GG",null,null,{"v":4325,"d":"4,325"},"PG15"]
[null,6013753,"CASING R2 50.14252 GG",null,null,{"v":1353,"d":"1,353"},"PG15"]
[null,6013774,"COOLING FLANGE D.582 51.14115/1 GG",null,null,{"v":6626,"d":"6,626"},"PG15"]
[null,6013812,"SEALING FLANGE D.485G6 52.15590/1 GG",null,null,{"v":1684,"d":"1,684"},"PG15"]
[null,6013837,"MOTOR CASING 52.2889 AL",null,null,560,"PG15"]
[null,6013894,"MOTOR CASING 50.1704 AL/C0",null,null,{"v":1495,"d":"1,495"},"PG15"]
[null,6013930,"BEARING HOUSING 51.15077 GG",null,null,{"v":2158,"d":"2,158"},"PG15"]
[null,6013947,"BEARING HOUSING 51.17361 GG",null,null,{"v":1808,"d":"1,808"},"PG15"]
[null,6013982,"MOTOR COVER D.135G6 52.5695 GGG",null,null,398,"PG15"]
[null,6014009,"IMPELLER-W D.97 54.2114/1 GG",null,null,447,"PG15"]
[null,6014032,"IMPELLER-R D.158 54.3189/1 GBZ",null,null,{"v":1227,"d":"1,227"},"PG15"]
[null,6014063,"IMPELLER-M D.199 53.1378 GGG",null,null,722,"PG15"]
[null,6014106,"IMPELLER-H D.97 53.9263 GBZ",null,null,911,"PG15"]
[null,6014133,"IMPELLER-R D.120 53.14338 GBZ",null,null,846,"PG15"]
[null,6014166,"IMPELLER-W D.115 52.14867 GG",null,null,702,"PG15"]
[null,6014188,"PUMP SHAFT D.55X835 53.16745 1.4021",null,null,{"v":3039,"d":"3,039"},"PG15"]
[null,6014225,"PUMP SHAFT D.55X282 53.16336 1.4122",null,null,{"v":1556,"d":"1,556"},"PG15"]
[null,6014281,"CAP 55.11797 GG",null,null,256,"PG15"]
[null,6014299,"PUMP SHAFT D.30X145 53.17168 1.4122",null,null,564,"PG15"]
[null,6014332,"PUMP SHAFT D.55X683 53.17289 1.4021",null,null,{"v":1749,"d":"1,749"},"PG15"]
[null,6014370,"IMPELLER FA20.54E-336 GGG SVA",null,null,{"v":5220,"d":"5,220"},"PG15"]
[null,6014387,"EMU FA IMPELLER",null,null,{"v":1042,"d":"1,042"},"PG15"]
[null,6014430,"EMU/WILO STC/FA E IMPELLER",null,null,704,"PG15"]
[null,6014509,"IMPELLER-E D.263 52.17135 GGG",null,null,{"v":5220,"d":"5,220"},"PG15"]
[null,6014558,"IMPELLER-H D.144 54.10569 GBZ",null,null,693,"PG15"]
[null,6014588,"IMPELLER-SF D.114,5 54.13891/1 GGG",null,null,{"v":1668,"d":"1,668"},"PG15"]
[null,6014615,"IMPELLER-E D.194 53.11964/1 GGG",null,null,{"v":2802,"d":"2,802"},"PG15"]
[null,6015279,"LOCTITE 573 50ML",null,null,72,"PG15"]
[null,6015336,"LOCTITE 574 250ML",null,null,268,"PG15"]
[null,6016041,"REP.KIT 3 T208, T20M VIT",null,null,{"v":2087,"d":"2,087"},"PG15"]
[null,6016104,"REP.KIT 2 T494/T49P, T56P  VIT",null,null,{"v":15213,"d":"15,213"},"PG15"]
[null,6016127,"SCREWS KS220  KIT",null,null,182,"PG15"]
[null,6016158,"REP.KIT 2  T208, T20M 1.4462/VIT",null,null,{"v":3548,"d":"3,548"},"PG15"]
[null,6016172,"REP.KIT 3 T344, T34P",null,null,{"v":3343,"d":"3,343"},"PG15"]
[null,6016190,"EMU BLOCK SEAL",null,null,{"v":1921,"d":"1,921"},"PG15"]
[null,6016218,"REP.KIT 1  T494/T49P, T56P",null,null,{"v":1948,"d":"1,948"},"PG15"]
[null,6016264,"REP.KIT 1 TR2XX/TR3XX BM2",null,null,398,"PG15"]
[null,6016296,"REP.KIT 3 KE7,8,9 VIT",null,null,119,"PG15"]
[null,6016329,"REP.KIT 2 FO172 1.4462/VIT",null,null,{"v":3160,"d":"3,160"},"PG15"]
[null,6016349,"REP.KIT 3 FK27.1",null,null,{"v":4799,"d":"4,799"},"PG15"]
[null,6016372,"DRYING AGENT CARTRIDGE 53.17598 MS",null,null,{"v":1921,"d":"1,921"},"PG15"]
[null,6016402,"GASKET 54.10848 ABIL",null,null,182,"PG15"]
[null,6016444,"GUARD RING D.56/48X12 55.4882 GBZ",null,null,207,"PG15"]
[null,6016460,"SLIDE SEGMENT 52.12537 ST+A",null,null,{"v":8292,"d":"8,292"},"PG15"]
[null,6016493,"BRACKET 95X25X25 54.17693 1.4301",null,null,491,"PG15"]
[null,6016523,"SUSPENSION T344- 51.15058VN01 ST37-2",null,null,{"v":2254,"d":"2,254"},"PG15"]
[null,6016540,"PIPE CLAMP D.273 52.15386 A4",null,null,649,"PG15"]
[null,6016567,"LONG NIPPLE R1 1/2X300 ST",null,null,155,"PG15"]
[null,6016600,"CABLE CLIP D.28/D.63 53.16283 GGG",null,null,100,"PG15"]
[null,6016637,"BOTTOM PART 52.10723/2 GG",null,null,{"v":5165,"d":"5,165"},"PG15"]
[null,6016662,"GLAND 53.14343 GG",null,null,116,"PG15"]
[null,6016694,"BEARING HOUSING U 52.13564 GG A",null,null,691,"PG15"]
[null,6016712,"COVER 53.16762 GBZ",null,null,{"v":1414,"d":"1,414"},"PG15"]
[null,6016739,"BEARING HOUSING U 52.15335/1 GG C",null,null,829,"PG15"]
[null,6016767,"TERMINAL BOARD 52.11046/1 PLASTICS",null,null,{"v":2921,"d":"2,921"},"PG15"]
[null,6016950,"VENTILATION COVER 54.18056 POLYAMID",null,null,180,"PG15"]
[null,6017140,"ELECTRODE ROD D.4X102 54.13282 A2",null,null,38,"PG15"]
[null,6017177,"CABLE CLIP 54.18496 1.4571",null,null,345,"PG15"]
[null,6017220,"NOZZLE D.70 54.17636 A4",null,null,519,"PG15"]
[null,6017234,"SAFETY PIN D.3X110 55.12844 1.4541",null,null,3,"PG15"]
[null,6017268,"PUMP SHROUD SG6 50.17861 AL/C0",null,null,{"v":3711,"d":"3,711"},"PG15"]
[null,6017299,"SPACER PIPE D.323.9/253.9X110 18646 ST",null,null,{"v":2219,"d":"2,219"},"PG15"]
[null,6017357,"GUIDE CASING 53.9447 GBZ",null,null,{"v":2194,"d":"2,194"},"PG15"]
[null,6017374,"GUIDE CASING 52.6477 GG",null,null,{"v":3375,"d":"3,375"},"PG15"]
[null,6017408,"GUIDE CASING 53.9822 GBZ",null,null,{"v":3332,"d":"3,332"},"PG15"]
[null,6017416,"STAGE CASING 54.8463 GBZ",null,null,{"v":1069,"d":"1,069"},"PG15"]
[null,6017442,"TOP STAGE CASING 53.16889 GG",null,null,398,"PG15"]
[null,6017460,"STAGE CASING 53.16892 9.0971 H",null,null,481,"PG15"]
[null,6017499,"TOP GUIDE CASING 52.10567/8 GG",null,null,{"v":1144,"d":"1,144"},"PG15"]
[null,6017523,"TOP GUIDE CASING 52.16912 GBZ",null,null,{"v":7268,"d":"7,268"},"PG15"]
[null,6017540,"GUIDE CASING 52.16911/1 GGG",null,null,{"v":5067,"d":"5,067"},"PG15"]
[null,6017561,"GUIDE CASING 51.15927 GG E",null,null,{"v":8619,"d":"8,619"},"PG15"]
[null,6017580,"TOP GUIDE CASING 53.7763 GBZ",null,null,{"v":3111,"d":"3,111"},"PG15"]
[null,6017606,"COUNTER FLANGE 52.10591/2 GG",null,null,354,"PG15"]
[null,6017633,"DISCHARGE PIECE 51.1464 GG 200/10",null,null,{"v":2785,"d":"2,785"},"PG15"]
[null,6017703,"SUCTION CONE 52.13970 GG",null,null,{"v":3502,"d":"3,502"},"PG15"]
[null,6017733,"DISCHARGE PIECE 52.14892/1 GG",null,null,858,"PG15"]
[null,6017755,"DISCHARGE PIECE 52.16915 GBZ 200/16",null,null,{"v":3372,"d":"3,372"},"PG15"]
[null,6017776,"DISCHARGE PIECE 52.16868 GBZ 100/16",null,null,{"v":1982,"d":"1,982"},"PG15"]
[null,6017798,"DISCHARGE PIECE 52.5902/1 9.0975",null,null,{"v":5244,"d":"5,244"},"PG15"]
[null,6017836,"DISCHARGE PIECE 53.9542/1 GBZ V",null,null,{"v":2768,"d":"2,768"},"PG15"]
[null,6017876,"PROPELLER KPR340-16° GG/1.4581",null,null,{"v":9688,"d":"9,688"},"PG15"]
[null,6017901,"BEARING HOUSING T 50.16769 GG",null,null,{"v":5108,"d":"5,108"},"PG15"]
[null,6017922,"VALVE SPINDLE 55.8195 D.19X112 1.4571",null,null,417,"PG15"]
[null,6017951,"IMPELLER 52.16505 AL",null,null,{"v":2168,"d":"2,168"},"PG15"]
[null,6017984,"BEARING HOUSING T 52.13601 GG H",null,null,{"v":1275,"d":"1,275"},"PG15"]
[null,6017996,"BEARING HOUSING T 52.12480 GBZ B",null,null,{"v":3142,"d":"3,142"},"PG15"]
[null,6018057,"PACKING SLEEVE 54.11782 1.4462",null,null,652,"PG15"]
[null,6018091,"BEARING HOUSING T 53.3077 GG A",null,null,503,"PG15"]
[null,6018110,"INTERMEDIATE PIECE 50.17987 GBZ",null,null,{"v":6037,"d":"6,037"},"PG15"]
[null,6018140,"COUPLING O 54.16392 1.4462",null,null,754,"PG15"]
[null,6018160,"FILLING PIECE 54.9297 GBZ",null,null,977,"PG15"]
[null,6018184,"FILLING PIECE 55.6745 GG",null,null,223,"PG15"]
[null,6018228,"NRV HOUSING DN65PN10-16 K8 GBZ",null,null,{"v":3279,"d":"3,279"},"PG15"]
[null,6018246,"NRV HOUSING DN80PN25-40 K8 GGG",null,null,{"v":1260,"d":"1,260"},"PG15"]
[null,6018269,"NON-RETURN VALVE G3I NK8 9.0971",null,null,{"v":1019,"d":"1,019"},"PG15"]
[null,6018279,"NON-RETURN VALVE U DN150PN10-16 GG",null,null,{"v":1158,"d":"1,158"},"PG15"]
[null,6018320,"NON-RETURN VALVE DN150PN10-16 GG",null,null,{"v":4232,"d":"4,232"},"PG15"]
[null,6018938,"PUMP SHAFT D.23X364,7 53.1996 1.4021",null,null,{"v":1082,"d":"1,082"},"PG15"]
[null,6019013,"PUMP SHAFT D.55X715 53.16839/1 1.4122",null,null,{"v":2607,"d":"2,607"},"PG15"]
[null,6019059,"BASE PLATE D.250 14444 GG SET",null,null,266,"PG15"]
[null,6019063,"NECK RING D.160X17 54.15202 1.4580",null,null,411,"PG15"]
[null,6019106,"ADAPTER DN65PN10-16/G3I GG",null,null,771,"PG15"]
[null,6019140,"PROPELLER TR30 50-6P/60-8P 040.01.001 A4",null,null,{"v":2485,"d":"2,485"},"PG15"]
[null,6019173,"MOTOR CASING FKT56-8/78 400/50 D F",null,null,{"v":107834,"d":"107,834"},"PG15"]
[null,6019276,"PUMP SHAFT D.90X1843 52.18959 1.4122",null,null,{"v":8872,"d":"8,872"},"PG15"]
[null,6019348,"COUPLING FLANGE 52.13900/1 1.4581 KIT",null,null,{"v":1495,"d":"1,495"},"PG15"]
[null,6019398,"NOZZLE D.80/26X208 53.18727 1.4571",null,null,{"v":2227,"d":"2,227"},"PG15"]
[null,6019508,"SUCTION PIECE 51.17988/1 GG",null,null,{"v":5696,"d":"5,696"},"PG15"]
[null,6019543,"PUMP SHAFT D.45X611 52.18682 1.4122",null,null,{"v":1536,"d":"1,536"},"PG15"]
[null,6019631,"HOUSING UNIT RZP50-2 A4",null,null,{"v":9846,"d":"9,846"},"PG15"]
[null,6019776,"TERMINAL BOARD 8-POL. BIS 25MM²  KIT",null,null,334,"PG15"]
[null,6019927,"CABLE TRUMPET M65X1,5 48-53 54242.53 M",null,null,605,"PG15"]
[null,6020067,"IMPELLER-W D.160 52.17549 GG KIT",null,null,686,"PG15"]
[null,6020097,"COVER FOR PROPELLER TR65/85 A2",null,null,988,"PG15"]
[null,6020160,"ROTOR D.69,4X324 2/12 4021/4401(4) G",null,null,{"v":1237,"d":"1,237"},"PG15"]
[null,6020263,"VALVE SEAT UPA250-41/55/69 NBR80",null,null,569,"PG15"]
[null,6020326,"CENTERING RUBBER R48,5 VN01 54.18994 EPD",null,null,78,"PG15"]
[null,6020354,"INTERMEDIATE FLANGE 52.18996 1.4571",null,null,{"v":2477,"d":"2,477"},"PG15"]
[null,6020431,"PROPELLER VANE D.340 51.16638 1.4581",null,null,{"v":3085,"d":"3,085"},"PG15"]
[null,6020450,"BEARING HOUSING U 53.3074 GG",null,null,947,"PG15"]
[null,6020513,"SHAFT SLEEVE D.72,2/60,8 17995 1.4122",null,null,473,"PG15"]
[null,6020534,"SCREW M10X55 GESAMT A4 ÄHNL. DIN939",null,null,81,"PG15"]
[null,6021112,"IMPELLER-M D.112 54.3013/1 GG/C0",null,null,739,"PG15"]
[null,6021280,"PUMP SHAFT D.25X204 53.15176 1.4462",null,null,{"v":1069,"d":"1,069"},"PG15"]
[null,6021487,"THRUST BEARING NU60 KIT",null,null,897,"PG15"]
[null,6021528,"ROTOR D.158X1900 4/100 1.4462+G H",null,null,{"v":22166,"d":"22,166"},"PG15"]
[null,6021582,"PUMP SHAFT D.55X689 53.14955/1 1.4122",null,null,{"v":4022,"d":"4,022"},"PG15"]
[null,6021653,"IMPELLER-W D.134 54.18835 GG",null,null,503,"PG15"]
[null,6021745,"IMPELLER-W D.96 54.18382 GG/C0",null,null,{"v":1507,"d":"1,507"},"PG15"]
[null,6021801,"FLANGE 53.19125 1.4571",null,null,{"v":8160,"d":"8,160"},"PG15"]
[null,6021867,"CASING D.545/444,6X1620 52.19126 ST",null,null,{"v":18846,"d":"18,846"},"PG15"]
[null,6021921,"SHAFT NUT M68X2 54.19133 1.4122",null,null,788,"PG15"]
[null,6021932,"PUMP SHAFT D.55X702 53.16460/1 1.4122",null,null,{"v":1428,"d":"1,428"},"PG15"]
[null,6022065,"ROTOR D.133,5X1570 4+6/90 1.4057+G H",null,null,{"v":9386,"d":"9,386"},"PG15"]
[null,6022233,"SENSOR WICK. 2BI-130°+2 BI-140°",null,null,178,"PG15"]
[null,6022365,"DISCHARGE PIECE 50.19149 4X21+1X16 GBZ",null,null,{"v":25157,"d":"25,157"},"PG15"]
[null,6022443,"SCREW M18X50 DIN6912 A2",null,null,516,"PG15"]
[null,6022516,"SCREW PLUG G1A DIN910 A4",null,null,136,"PG15"]
[null,6022524,"COUPLING 54.10751 1.4122",null,null,{"v":3502,"d":"3,502"},"PG15"]
[null,6022637,"IMPELLER-W D.103 54.14341 GG",null,null,276,"PG15"]
[null,6022722,"DISCHARGE PIECE 52.5902/1 GG 150/25",null,null,{"v":2227,"d":"2,227"},"PG15"]
[null,6022791,"CABLE PROTECTION SHEET 7X1,5X269 A2",null,null,121,"PG15"]
[null,6022845,"IMPELLER-E D.147 53.13870 1.4581",null,null,{"v":6559,"d":"6,559"},"PG15"]
[null,6023429,"PUMP SHAFT D.48X647 53.6768/3 1.4462",null,null,{"v":2106,"d":"2,106"},"PG15"]
[null,6023496,"STATOR FK202-4/12 400/690 50HZ",null,null,{"v":2691,"d":"2,691"},"PG15"]
[null,6023514,"STATOR T17-4/8 400 50HZ EX VN01",null,null,{"v":1454,"d":"1,454"},"PG15"]
[null,6023536,"STATOR F12-2/6 230E 60HZ SER11",null,null,727,"PG15"]
[null,6023577,"GUIDE CASING 52.10568 GG KIT",null,null,695,"PG15"]
[null,6023679,"TAUCHGLOCKE (REZIPIENT) D.200 GG",null,null,{"v":2442,"d":"2,442"},"PG15"]
[null,6023699,"IMPELLER-E D.245 52.16802 GGG",null,null,{"v":3198,"d":"3,198"},"PG15"]
[null,6023784,"SUCTION PIECE 51.15016/2 GG A",null,null,{"v":5098,"d":"5,098"},"PG15"]
[null,6023895,"IMPELLER-E D.280 52.18816 GG",null,null,{"v":6814,"d":"6,814"},"PG15"]
[null,6024068,"SUCTION PIECE 51.10752/2 GBZ A",null,null,{"v":27349,"d":"27,349"},"PG15"]
[null,6024128,"PUMP HOUSING Q100 51.10683 GG",null,null,{"v":2023,"d":"2,023"},"PG15"]
[null,6024200,"AUSGLEICHSLEITUNG PVC 2X0,22 FE-CUNI",null,null,38,"PG15"]
[null,6024238,"SKID TR36/100 VERT. ADJUSTABLE A4",null,null,{"v":2819,"d":"2,819"},"PG15"]
[null,6024343,"NOZZLE D.80/26X208 53.18727 1.4541",null,null,{"v":1513,"d":"1,513"},"PG15"]
[null,6024498,"DISCHARGE PIECE 51.1464/1 GG 200/10",null,null,{"v":2817,"d":"2,817"},"PG15"]
[null,6024523,"PUMP SHAFT D.25X359 53.13770/3 1.4122",null,null,{"v":1217,"d":"1,217"},"PG15"]
[null,6024572,"IMPELLER-E D.263 53.17847 GGG",null,null,{"v":4325,"d":"4,325"},"PG15"]
[null,6024607,"IMPELLER-W D.345 52.14740 ST",null,null,{"v":9240,"d":"9,240"},"PG15"]
[null,6024641,"CABLE LUG M8 25MM²  E-CU VZ",null,null,9,"PG15"]
[null,6024713,"O-RING ID.210,0X3,0 VITON",null,null,29,"PG15"]
[null,6024743,"IMPELLER FA10.94E 294 1.4581 SVA",null,null,{"v":13993,"d":"13,993"},"PG15"]
[null,6024795,"SIEBKORB B300 L=850/45° LO5 A2",null,null,{"v":10806,"d":"10,806"},"PG15"]
[null,6024860,"MOTOR HOOD 51.10479 GG",null,null,892,"PG15"]
[null,6024948,"SHAFT FOR MIXER HEAD L250 53.17683 1.446",null,null,668,"PG15"]
[null,6024999,"IMPELLER FA10.84D/15.84D-203 1.4581 SVA",null,null,{"v":12643,"d":"12,643"},"PG15"]
[null,6025166,"SUCTION PORT 52.14539 1.4581",null,null,{"v":8041,"d":"8,041"},"PG15"]
[null,6025201,"ABZWIPL. 35 WAGO 400-418",null,null,6,"PG15"]
[null,6025228,"CABLE PROTECTIVE PIPE 53.18414 A2",null,null,788,"PG15"]
[null,6025263,"PUMP HOUSING Q200 50.10075 GGG",null,null,{"v":5876,"d":"5,876"},"PG15"]
[null,6025316,"IMPELLER FA10.82E-215 GG SVA",null,null,{"v":2239,"d":"2,239"},"PG15"]
[null,6025381,"IMPELLER-S D.158 52.12078 1.4581",null,null,{"v":7036,"d":"7,036"},"PG15"]
[null,6025464,"TRANSFORMER OIL 5L KIT",null,null,153,"PG15"]
[null,6025520,"EMU NU 701-2/45 BOREHOLE PUMP MOTOR",null,null,{"v":15380,"d":"15,380"},"PG15"]
[null,6025803,"NON-RETURN VALVE DN200PN16 K14 GBZ A",null,null,{"v":12051,"d":"12,051"},"PG15"]
[null,6025823,"PUMP SHAFT D.30X613 53.16798 1.4462",null,null,{"v":1654,"d":"1,654"},"PG15"]
[null,6025860,"PUMP SHAFT D.30X1214 53.16806 1.4122",null,null,{"v":2908,"d":"2,908"},"PG15"]
[null,6025911,"IMPELLER-W D.150 6051918 1.4581",null,null,{"v":4545,"d":"4,545"},"PG15"]
[null,6025963,"PUMP SHAFT D.26X552 53.16586 1.4122",null,null,{"v":3064,"d":"3,064"},"PG15"]
[null,6026003,"TIGHTENING SCREW M10X775 1.4571",null,null,329,"PG15"]
[null,6026034,"IMPELLER-D 52.16720 278 GG SVA",null,null,{"v":4302,"d":"4,302"},"PG15"]
[null,6026128,"WASHER D.219,1X20 A2",null,null,521,"PG15"]
[null,6026186,"IMPELLER-D D.450 52.19243 GGG",null,null,{"v":13423,"d":"13,423"},"PG15"]
[null,6026211,"IMPELLER-Z D.410 52.16493 GGG",null,null,{"v":6559,"d":"6,559"},"PG15"]
[null,6026268,"TIGHTENING SCREW M12X672 A2-80",null,null,280,"PG15"]
[null,6026303,"PUMP SHAFT D.20X195 53.15368 1.4122",null,null,{"v":1288,"d":"1,288"},"PG15"]
[null,6026344,"KEY 6X4X555 54.14635 A4",null,null,112,"PG15"]
[null,6026370,"KEY 6X4X936 54.14309/2 A4",null,null,112,"PG15"]
[null,6026399,"IMPELLER-D D.430 53.15977 GGG",null,null,{"v":10357,"d":"10,357"},"PG15"]
[null,6026456,"MOTOR CASING FKT49-10/43 380/50 D F",null,null,{"v":63829,"d":"63,829"},"PG15"]
[null,6026487,"DISCHARGE PIECE 53.9542/2 GBZ L",null,null,{"v":4835,"d":"4,835"},"PG15"]
[null,6026521,"PUMP SHAFT D.20X1173 53.15423 1.4122",null,null,{"v":5111,"d":"5,111"},"PG15"]
[null,6026619,"IMPELLER-D D.400 53.15977 1.4581",null,null,{"v":34453,"d":"34,453"},"PG15"]
[null,6026677,"INSPECTION COVER 51.10087 GGG",null,null,{"v":1519,"d":"1,519"},"PG15"]
[null,6026748,"IMPELLER-Z D.380 52.17745 ABRASIT",null,null,{"v":17600,"d":"17,600"},"PG15"]
[null,6026776,"IMPELLER-W D.363 52.18034 GG",null,null,{"v":1941,"d":"1,941"},"PG15"]
[null,6026934,"SCREW M24X80 DIN931 A4-70",null,null,109,"PG15"]
[null,6027043,"SHAFT FOR MIXER HEAD L302 53.17683 1.446",null,null,668,"PG15"]
[null,6027190,"DRAINAGE POT 060.02.003-1 1.4301",null,null,{"v":6463,"d":"6,463"},"PG15"]
[null,6027256,"PUMP HOUSING Q500 51.17344 GG",null,null,{"v":39014,"d":"39,014"},"PG15"]
[null,6027285,"ROTOR D.134,4X672 6+8/32 1.4021 H",null,null,{"v":3515,"d":"3,515"},"PG15"]
[null,6027332,"ROTOR D.134,4X622 6+8/22 1.4021 K",null,null,{"v":2862,"d":"2,862"},"PG15"]
[null,6027367,"ROTOR D.323,5X1166 10/30 1.4021",null,null,{"v":12469,"d":"12,469"},"PG15"]
[null,6027384,"ROTOR D.238,7X1092 6/50 1.4021",null,null,{"v":10319,"d":"10,319"},"PG15"]
[null,6027407,"ROTOR D.213,2X1064 4/42 1.4021",null,null,{"v":9714,"d":"9,714"},"PG15"]
[null,6027453,"IMPELLER-D D.690 52.17347 GG LR.4470",null,null,{"v":29336,"d":"29,336"},"PG15"]
[null,6027576,"IMPELLER-D D.630 52.17150 1.4581 LR.4308",null,null,{"v":41460,"d":"41,460"},"PG15"]
[null,6027620,"PUMP SHAFT D.55X1015 53.16745 1.4122",null,null,{"v":2704,"d":"2,704"},"PG15"]
[null,6027637,"PUMP SHAFT D.55X1709 53.15235 1.4122",null,null,{"v":5914,"d":"5,914"},"PG15"]
[null,6027677,"PUMP SHAFT D.23X544,7 53.1996 1.4021",null,null,{"v":1029,"d":"1,029"},"PG15"]
[null,6027702,"PUMP SHAFT D.20X686 53.15357 1.4122",null,null,{"v":2971,"d":"2,971"},"PG15"]
[null,6027926,"PUMP SHAFT D.20X1091 53.15357 1.4021",null,null,{"v":2424,"d":"2,424"},"PG15"]
[null,6028029,"STATOR FK202-6/27 400/690 50HZ",null,null,{"v":3767,"d":"3,767"},"PG15"]
[null,6028066,"SUCTION PIECE 51.10320/1 GBZ",null,null,{"v":10204,"d":"10,204"},"PG15"]
[null,6028106,"PUMP HOUSING Q600 51.17421 GG SPR.GGG",null,null,{"v":42953,"d":"42,953"},"PG15"]
[null,6028156,"CABLE INLET  M28 15-18 54245.1-18",null,null,407,"PG15"]
[null,6028207,"KEY 4X3X279 54.15361/1 A4",null,null,34,"PG15"]
[null,6028227,"TOP GUIDE CASING 52.6851 GG B",null,null,{"v":2085,"d":"2,085"},"PG15"]
[null,6028324,"STRAP L=589 53.2000 1.4571",null,null,233,"PG15"]
[null,6028380,"STRAP L=454 53.2000 1.4571",null,null,203,"PG15"]
[null,6028452,"CABLE SUPPORT 51.16630 1XM55X1.5 ST",null,null,{"v":4229,"d":"4,229"},"PG15"]
[null,6028488,"CABLE SUPPORT 51.16636 ST",null,null,{"v":2448,"d":"2,448"},"PG15"]
[null,6028492,"CABLE SUPPORT 51.16615 ST",null,null,{"v":2275,"d":"2,275"},"PG15"]
[null,6028593,"ROTOR D.357,6X1597 6/64 1.7225 LOHER",null,null,{"v":74594,"d":"74,594"},"PG15"]
[null,6028758,"BEARING HOUSING T  50.11289 GG",null,null,{"v":2318,"d":"2,318"},"PG15"]
[null,6028844,"ROTOR D.268,2X1278 4/42 1.4021",null,null,{"v":13057,"d":"13,057"},"PG15"]
[null,6028867,"ROTOR D.323,5X1718 10/60 1.4021",null,null,{"v":20784,"d":"20,784"},"PG15"]
[null,6028929,"GUIDE CASING 52.6477 GG B",null,null,{"v":3036,"d":"3,036"},"PG15"]
[null,6028991,"GUIDE CASING 51.11055/4 9.0975 B",null,null,{"v":19464,"d":"19,464"},"PG15"]
[null,6029065,"SWITCH H-0-A",null,null,73,"PG15"]
[null,6029135,"ROTOR D.490X2013 8/60 1.7225",null,null,{"v":99760,"d":"99,760"},"PG15"]
[null,6029217,"COOLING FLANGE D.976 51.17384 GG",null,null,{"v":10136,"d":"10,136"},"PG15"]
[null,6029385,"PUMP SHAFT D.23X531 53.15879 1.4122",null,null,{"v":2321,"d":"2,321"},"PG15"]
[null,6029482,"PIPE CLAMP D.610 53.16376 STVZ",null,null,{"v":1043,"d":"1,043"},"PG15"]
[null,6029540,"PIPE CLAMP D.168 53.18587 A4",null,null,435,"PG15"]
[null,6029623,"PRESSING SCREW CPG42 46255 1.4401",null,null,381,"PG15"]
[null,6029738,"CAP 54.9728/1 GBZ",null,null,941,"PG15"]
[null,6029754,"INTERMEDIATE FLANGE 53.10885 GBZ 6X21",null,null,{"v":11569,"d":"11,569"},"PG15"]
[null,6029788,"SUCTION PIECE 51.3918/1 3X21 GBZ",null,null,{"v":36664,"d":"36,664"},"PG15"]
[null,6029824,"SPECIAL FIXATION ELEMENTS A4",null,null,432,"PG15"]
[null,6029957,"PUMP SHAFT D.20X1273 53.15846 1.4122",null,null,{"v":5466,"d":"5,466"},"PG15"]
[null,6029990,"TIGHTENING SCREW M8X772 15598+/2 A4-80",null,null,172,"PG15"]
[null,6030038,"COUPLING FOOT 51.14893 1.4581",null,null,{"v":8461,"d":"8,461"},"PG15"]
[null,6030162,"PUMP SHAFT D.48X1382 53.17301 1.4122",null,null,{"v":4022,"d":"4,022"},"PG15"]
[null,6030201,"PUMP SHAFT D.42X575 52.11788 1.4122",null,null,{"v":2485,"d":"2,485"},"PG15"]
[null,6030225,"PUMP SHAFT D.42X1025 52.11788/1 1.4122",null,null,{"v":4786,"d":"4,786"},"PG15"]
[null,6030262,"PUMP SHAFT D.30X895 53.16485 1.4122",null,null,{"v":1666,"d":"1,666"},"PG15"]
[null,6030350,"PUMP SHAFT D.32X987 53.16634 1.4462",null,null,{"v":3014,"d":"3,014"},"PG15"]
[null,6030375,"KEY 8X5X355 55.15532/1 A4",null,null,167,"PG15"]
[null,180492096,"PRESSURE SWITCHING WVA PN6 KIT",null,null,{"v":1612,"d":"1,612"},"PG15"]
[null,6030502,"STRAINER K47-13 A2",null,null,145,"PG15"]
[null,6030539,"PUMP HOUSING Q100 52.14164 GG",null,null,{"v":2331,"d":"2,331"},"PG15"]
[null,6030580,"INTERMEDIATE FLANGE 53.11159 GBZ 3XPG29",null,null,{"v":6541,"d":"6,541"},"PG15"]
[null,6030636,"STRAP L=321 54.15530 1.4541",null,null,585,"PG15"]
[null,6030755,"SEALING CASING D.130G6 52.19129 GG",null,null,547,"PG15"]
[null,6031017,"THREADED PIN M16X70 16961 A4",null,null,207,"PG15"]
[null,6031085,"IMPELLER-H D.300 53.9734 GBZ",null,null,{"v":6774,"d":"6,774"},"PG15"]
[null,6031132,"PUMP SHAFT D.70X2037 53.15759 1.4122",null,null,{"v":6713,"d":"6,713"},"PG15"]
[null,6031164,"SUCTION PIECE 51.10241 6X29 GBZ",null,null,{"v":36664,"d":"36,664"},"PG15"]
[null,6031184,"SUCTION PIECE 51.10241 3X29 GBZ A",null,null,{"v":41569,"d":"41,569"},"PG15"]
[null,6031207,"CABLE PROTECTION SHEET 30X10X532 1.4301",null,null,47,"PG15"]
[null,6031318,"WASHER D.83/22X26 PVC 54.17973/1",null,null,266,"PG15"]
[null,6031390,"ADJUSTING DISC 140 18 15068 VN06 1.4021",null,null,658,"PG15"]
[null,6031410,"VALVE SEAT UPA-21/28/35 NBR80",null,null,136,"PG15"]
[null,6031455,"ADJUSTING DISC 94 22 14717 VN08 1.4021",null,null,345,"PG15"]
[null,6031471,"ADJUSTING DISC 94 20 14717 VN07 1.4462",null,null,622,"PG15"]
[null,6031537,"FLANGE D.250/36X22 54.18992/3 A4",null,null,{"v":1774,"d":"1,774"},"PG15"]
[null,6031606,"PUMP SHAFT D.68X469 52.14953 1.4122",null,null,{"v":5649,"d":"5,649"},"PG15"]
[null,6031676,"STATOR NU60-2/32  400/50 02+S07 4G2,5 10",null,null,{"v":4789,"d":"4,789"},"PG15"]
[null,6031709,"ADJUSTING DISC 140 6 15819 VN08 1.4021",null,null,832,"PG15"]
[null,6031756,"BASE PLATE EBS K46 (817236) PLASTIC",null,null,407,"PG15"]
[null,6031805,"ROTOR D.218,5X2030 4/100 1.4057+G H",null,null,{"v":30486,"d":"30,486"},"PG15"]
[null,6031828,"PUMP SHAFT D.68X794 53.17708 1.4462",null,null,{"v":4157,"d":"4,157"},"PG15"]
[null,6031876,"DISCHARGE PIECE 50.18237 6X21+1X16 GG",null,null,{"v":18031,"d":"18,031"},"PG15"]
[null,6031921,"SUCTION PIECE 51.6732/6 3X29+13,5 GBZ A",null,null,{"v":24386,"d":"24,386"},"PG15"]
[null,6031987,"TOP GUIDE CASING 51.16087 GBZ B 300/16",null,null,{"v":24092,"d":"24,092"},"PG15"]
[null,6032020,"HOLDING ANGLE  133.02.018 A4",null,null,{"v":1266,"d":"1,266"},"PG15"]
[null,6032089,"CABLE SEALING 1536/2 PG42 C KPL.",null,null,826,"PG15"]
[null,6032135,"PUMP SHAFT D.90X2756 53.16081 1.4122",null,null,{"v":9752,"d":"9,752"},"PG15"]
[null,6032164,"PUMP SHAFT D.55X750 52.18442 1.4122",null,null,{"v":3328,"d":"3,328"},"PG15"]
[null,6032209,"KEY 6X4X751 55.15177 A4",null,null,93,"PG15"]
[null,6032291,"IMPELLER-W D.290 52.18204 1.4581",null,null,{"v":15876,"d":"15,876"},"PG15"]
[null,6032360,"TOP GUIDE CASING 51.18243 GG",null,null,{"v":9454,"d":"9,454"},"PG15"]
[null,6032450,"SUSPENSION T344- 51.15058VN03 ST37-2",null,null,{"v":2303,"d":"2,303"},"PG15"]
[null,6032577,"INTERMEDIATE FLANGE 53.17618 GBZ/1.4301",null,null,{"v":6817,"d":"6,817"},"PG15"]
[null,6032615,"COUPLING FOOT 51.13892/1 1.4581 KIT",null,null,{"v":1781,"d":"1,781"},"PG15"]
[null,6032668,"SUCTION PIECE 51.5866 3X29 GBZ",null,null,{"v":17957,"d":"17,957"},"PG15"]
[null,6032750,"SUCTION PIECE 51.5866 3X21+13,5 9.0975 A",null,null,{"v":23556,"d":"23,556"},"PG15"]
[null,6033002,"SUCTION PIECE 51.6732 2X29 GBZ",null,null,{"v":22031,"d":"22,031"},"PG15"]
[null,6033035,"SUCTION PIECE 51.6732 1X36+13,5 GBZ A",null,null,{"v":24386,"d":"24,386"},"PG15"]
[null,6033070,"float switch S-MK 46m S05BC4x0,5mm      ",null,null,{"v":1815,"d":"1,815"},"PG15"]
[null,6033155,"IMPELLER-H D.380 52.9721 GBZ",null,null,{"v":13423,"d":"13,423"},"PG15"]
[null,6033188,"SUCTION PIECE 51.6732 3X21+13,5 GBZ",null,null,{"v":22031,"d":"22,031"},"PG15"]
[null,6033275,"SUCTION PIECE 51.5867 3X21 GBZ",null,null,{"v":17957,"d":"17,957"},"PG15"]
[null,6033314,"SUCTION PIECE 51.6696/3 2X29+13,5 GG",null,null,{"v":12469,"d":"12,469"},"PG15"]
[null,6033347,"INTERMEDIATE FLANGE 53.11108 GBZ 3X29",null,null,{"v":11569,"d":"11,569"},"PG15"]
[null,6033388,"NECK RING D.370X32,5 55.9737/1 1.4580",null,null,{"v":2359,"d":"2,359"},"PG15"]
[null,6033408,"INTERMEDIATE FLANGE 53.15695 1.4301",null,null,{"v":8929,"d":"8,929"},"PG15"]
[null,6033437,"GUIDE CASING 51.9558A GBZ B",null,null,{"v":9603,"d":"9,603"},"PG15"]
[null,6033518,"PUMP SHAFT D.60X1636 53.15032 1.4122",null,null,{"v":4615,"d":"4,615"},"PG15"]
[null,6033624,"SKID TR36/120 VERT. ADJUSTABLE A4",null,null,{"v":2796,"d":"2,796"},"PG15"]
[null,6033903,"ANODE SUPPORT 54.19355 1.4571",null,null,443,"PG15"]
[null,6034043,"CHUCKING SUPPORT BEARING RS/FR ASYM. A2",null,null,{"v":1332,"d":"1,332"},"PG15"]
[null,6034092,"KEY 8X5X500 55.14328 A4",null,null,162,"PG15"]
[null,6034175,"PIPE COUPLING G2 A4",null,null,276,"PG15"]
[null,6034207,"PUMP SHAFT D.33X853 52.19331 1.4462",null,null,{"v":3328,"d":"3,328"},"PG15"]
[null,6034332,"SEALING CASING 53.19338 GG",null,null,988,"PG15"]
[null,6034398,"NRV HOUSING DN80PN-16 9.0975",null,null,{"v":2271,"d":"2,271"},"PG15"]
[null,6034443,"CASING D.330/263X946 52.19347 1.4571",null,null,{"v":14412,"d":"14,412"},"PG15"]
[null,6034484,"ROTOR D.287,9X1880 4/80 1.7131TH",null,null,{"v":45720,"d":"45,720"},"PG15"]
[null,6034522,"THREADED PIN M24X143 54.19373 A2",null,null,22,"PG15"]
[null,6034613,"COUPLING 53.19136 1.4462",null,null,{"v":5259,"d":"5,259"},"PG15"]
[null,6034670,"RING D.219,1/107X20 A2",null,null,846,"PG15"]
[null,6034909,"PUMP SHAFT D.48X1052 53.15529/1 1.4122",null,null,{"v":5959,"d":"5,959"},"PG15"]
[null,6034938,"DISCHARGE PIECE 50.19381 6X21 GBZ",null,null,{"v":7762,"d":"7,762"},"PG15"]
[null,6035139,"STRAP L=1006 54.15530 1.4541",null,null,725,"PG15"]
[null,6035191,"WASHER D.172/136X5 1.4571 136.04.010",null,null,727,"PG15"]
[null,6035275,"CASING KE3",null,null,217,"PG15"]
[null,6035376,"DISCHARGE PIECE 53.15507 GG 80/16 2AUSSP",null,null,{"v":1614,"d":"1,614"},"PG15"]
[null,6035402,"PRESSURE RING D.19 55.10758 RG",null,null,177,"PG15"]
[null,6035506,"SUCTION PIECE 51.1011 GG",null,null,{"v":5924,"d":"5,924"},"PG15"]
[null,6035536,"PUMP SHAFT K45 6-KANT 85599",null,null,398,"PG15"]
[null,6035584,"PUMP SHAFT D.30X1513 53.18395 1.4122",null,null,{"v":3158,"d":"3,158"},"PG15"]
[null,6035620,"DOUBLE GUIDE BRACKET 53.16808 A4",null,null,{"v":1554,"d":"1,554"},"PG15"]
[null,6035764,"IMPELLER-E D.246 52.19429 ABRASIT",null,null,{"v":12791,"d":"12,791"},"PG15"]
[null,6035793,"COUPLING FLANGE 51.16061 GGG",null,null,{"v":4183,"d":"4,183"},"PG15"]
[null,6035813,"SAFETY BAR D.5X210 54.19444 ST",null,null,7,"PG15"]
[null,6035866,"WINDING MATER. U86-2/35 400 50HZ D/Y PVC",null,null,{"v":1462,"d":"1,462"},"PG15"]
[null,6035892,"PROTECTING CAP 32A3+4P FÜR AM-TOP",null,null,280,"PG15"]
[null,6035954,"ROTOR D.338,5X1533 10/30 1.7225",null,null,{"v":55948,"d":"55,948"},"PG15"]
[null,6036075,"IMPELLER-W D.132 53.14959 GG/C2/C1",null,null,{"v":1399,"d":"1,399"},"PG15"]
[null,6036571,"MOTOR CASING T13-2/12 LGM. 10M7G1,5 C",null,null,{"v":2445,"d":"2,445"},"PG15"]
[null,6036624,"PUMP HOUSING Q300 51.19443 ABRASIT",null,null,{"v":111454,"d":"111,454"},"PG15"]
[null,6036639,"IMPELLER-D D.486 51.17129 GG LR.4470",null,null,{"v":26364,"d":"26,364"},"PG15"]
[null,6036749,"ROTOR D.114,3X375 6+8/12 4021/4462 G",null,null,{"v":2796,"d":"2,796"},"PG15"]
[null,6036818,"STATOR T17-4/12 400 50HZ VN05 PTC",null,null,{"v":1724,"d":"1,724"},"PG15"]
[null,6036873,"PRESSURE RING D.30/18X1 54.17759 A4",null,null,47,"PG15"]
[null,6037038,"BEARING HOUSING U 52.11839 GG",null,null,501,"PG15"]
[null,6037040,"COUPLING FLANGE 51.19439 GGG",null,null,{"v":3683,"d":"3,683"},"PG15"]
[null,6037115,"STATOR T20-2/17 400/690 50HZ",null,null,{"v":3767,"d":"3,767"},"PG15"]
[null,6037174,"BEARING BRACKET  53.10974/3 60 A2",null,null,913,"PG15"]
[null,6037261,"SUCTION PIECE 50.18934/2 GBZ",null,null,{"v":27438,"d":"27,438"},"PG15"]
[null,6037336,"DISCHARGE PIECE 51.10049 9.0975 200/10",null,null,{"v":6348,"d":"6,348"},"PG15"]
[null,6037390,"SEALING CASING 50.18294 GG",null,null,{"v":4128,"d":"4,128"},"PG15"]
[null,6037566,"SUPPORTING PLATE D.180X41 1.4122+CARBON",null,null,{"v":1821,"d":"1,821"},"PG15"]
[null,6037620,"PUMP SHAFT SW17X86,2 SK.4237 1.4571",null,null,403,"PG15"]
[null,6037668,"BEVEL GEAR Z25 PA+ST",null,null,466,"PG15"]
[null,6037748,"GUIDE BRACKET (WALL) TR ADJUSTABLE A4",null,null,{"v":2817,"d":"2,817"},"PG15"]
[null,6037819,"TIGHTENING SCREW M8X883 53.15598/2 A4-80",null,null,116,"PG15"]
[null,6037942,"TIGHTENING SCREW M8X1364 53.15598/2 A2-8",null,null,116,"PG15"]
[null,6037974,"PUMP SHAFT SW17X788,8 53.19589 1.4571",null,null,534,"PG15"]
[null,6037995,"PUMP SHAFT SW17X1380,4 53.19589 1.4571",null,null,585,"PG15"]
[null,6038023,"BEARING HOUSING T 50.17789 GG",null,null,{"v":11299,"d":"11,299"},"PG15"]
[null,6038069,"STATOR NU122-2/75 ST V",null,null,{"v":25813,"d":"25,813"},"PG15"]
[null,6038142,"PUMP SHAFT SW17X458,7 53.19590 1.4571",null,null,702,"PG15"]
[null,6038153,"CABLE PROTECTION SHEET 30X10X218 1.4301",null,null,40,"PG15"]
[null,6038174,"CABLE PROTECTION SHEET 30X10X561 1.4301",null,null,49,"PG15"]
[null,6038278,"WINDING MATER. U92-2/81 690 60HZ D PE2",null,null,{"v":5808,"d":"5,808"},"PG15"]
[null,6038315,"INTERMEDIATE PIECE AUF. SW17/52,5 54.195",null,null,458,"PG15"]
[null,6038376,"IMPELLER-D D.660 52.19447 ABRASIT LR.446",null,null,{"v":54122,"d":"54,122"},"PG15"]
[null,6038407,"CABLE SEALING 14,7X28,8 EPDM 50 SH",null,null,149,"PG15"]
[null,6038434,"IMPELLER-H D.217/205 KM1300_2A GBZ",null,null,{"v":4033,"d":"4,033"},"PG15"]
[null,6038545,"WINDING MATER. U91-2/81 380 50HZ D/Y PVC",null,null,{"v":3859,"d":"3,859"},"PG15"]
[null,6038770,"IMPELLER FA15.77Z-350 ABRASIT SVA",null,null,{"v":22672,"d":"22,672"},"PG15"]
[null,6038827,"PUMP HOUSING Q200 51.16700 GG SPR.4470",null,null,{"v":4574,"d":"4,574"},"PG15"]
[null,6038841,"O-RING ID.390,0X5,0 NBR70",null,null,52,"PG15"]
[null,6038911,"IMPELLER FIXATION 54.17257 1.4021 KIT",null,null,112,"PG15"]
[null,6038944,"RING D.167/100X35 SK.4293 VN02 1.4571",null,null,{"v":2069,"d":"2,069"},"PG15"]
[null,6039002,"INTERMEDIATE FLANGE 52.19608 ST37/C1",null,null,{"v":5094,"d":"5,094"},"PG15"]
[null,6039062,"SUCTION PIECE 51.15016/4 GBZ NU8,9,12",null,null,{"v":12469,"d":"12,469"},"PG15"]
[null,6039107,"PUMP SHAFT D.89,9X952 53.16426/1 1.4462",null,null,{"v":8315,"d":"8,315"},"PG15"]
[null,6039212,"STATOR NU12.-4+6/90 ST H",null,null,{"v":22372,"d":"22,372"},"PG15"]
[null,6039281,"SPACER SLEEVE D.100/80X97 19553 1.4401",null,null,{"v":2772,"d":"2,772"},"PG15"]
[null,6039328,"IMPELLER-W D.115 54.13667/1 1.4581",null,null,{"v":1243,"d":"1,243"},"PG15"]
[null,6039366,"STATOR LAGER 12-4/6 145WDG 1X0,5",null,null,727,"PG15"]
[null,6039395,"SEAL RING D.38/23X9 54.17777 NBR",null,null,91,"PG15"]
[null,6039505,"NECK RING TWI/IS 4.09 EPDM \"A\"",null,null,19,"PG15"]
[null,6039565,"WINDING MATER. U861-2/28 400 50HZ D HT4",null,null,{"v":9095,"d":"9,095"},"PG15"]
[null,6039673,"SCREW M8X40 DIN939 A2-70",null,null,9,"PG15"]
[null,6039710,"INTERMEDIATE CASING 51.12593/2 GBZ",null,null,{"v":25185,"d":"25,185"},"PG15"]
[null,6039928,"IMPELLER-Z D.400 53.15889 GGG",null,null,{"v":7753,"d":"7,753"},"PG15"]
[null,6040132,"WINDING MATER. U17-2/110 500/865 50 D/Y",null,null,{"v":11583,"d":"11,583"},"PG15"]
[null,6040255,"SCREW M20X80 DIN931 STVZ",null,null,6,"PG15"]
[null,6040361,"COUPLING CASING 52.18685 GBZ",null,null,{"v":6653,"d":"6,653"},"PG15"]
[null,6040392,"SUCTION PIECE 51.19767/1 1X29 GBZ",null,null,{"v":23487,"d":"23,487"},"PG15"]
[null,6040415,"SUCTION PIECE 51.19767/1 1X42+13,5 GG",null,null,{"v":12296,"d":"12,296"},"PG15"]
[null,6040456,"DISCHARGE PIECE 52.9993 GG 200/10 2AUSSP",null,null,{"v":1722,"d":"1,722"},"PG15"]
[null,6040493,"WINDING MATER. U81-2/28 380 50 D/Y PE2",null,null,{"v":2897,"d":"2,897"},"PG15"]
[null,6040601,"FLOW HOUSING RZP80-1 FLANGE 1.4571",null,null,{"v":18433,"d":"18,433"},"PG15"]
[null,6040624,"IMPELLER FA10.84D/15.84D 263 ABRASIT SVA",null,null,{"v":13724,"d":"13,724"},"PG15"]
[null,6040653,"IMPELLER-W D.290 52.19805 ABRASIT",null,null,{"v":7457,"d":"7,457"},"PG15"]
[null,6040678,"ROTOR D.238,7X1187 8/60 4021/4462 G",null,null,{"v":14616,"d":"14,616"},"PG15"]
[null,6040820,"IMPELLER-W D.363 52.18034 1.4581",null,null,{"v":12469,"d":"12,469"},"PG15"]
[null,6040870,"FLAT GASKET 96X47X3 54.19846 NBR",null,null,75,"PG15"]
[null,6040939,"KEY 6X4X1320 54.19828 A4",null,null,180,"PG15"]
[null,6041198,"PACKING SLEEVE 54.16581 1.4401",null,null,{"v":2636,"d":"2,636"},"PG15"]
[null,6041341,"BINDING CABLE RT250M HELLERMANN TYTON",null,null,15,"PG15"]
[null,6041387,"MOTOR CASING FKT72-8/60 380/50 D F",null,null,{"v":144802,"d":"144,802"},"PG15"]
[null,6041465,"PUMP SHAFT D.68X1595 52.19930 1.4122",null,null,{"v":4435,"d":"4,435"},"PG15"]
[null,6041510,"ROTOR D.238,7X1092 8/50 4021/4462 G",null,null,{"v":15512,"d":"15,512"},"PG15"]
[null,6041753,"MOTOR CASING FKT56-8/64 380/50 D ISOKL.F",null,null,{"v":103946,"d":"103,946"},"PG15"]
[null,6041819,"PUMP SHAFT D.30X324 53.19402 1.4462",null,null,{"v":1815,"d":"1,815"},"PG15"]
[null,6041836,"PUMP SHAFT D.52X604,8 52.19960 1.4122",null,null,{"v":3328,"d":"3,328"},"PG15"]
[null,6041936,"IMPELLER FA15.93E 320 1.4581 SVA",null,null,{"v":20285,"d":"20,285"},"PG15"]
[null,6042017,"ROTOR D.313,5X1278 8/40 4021/4462 G",null,null,{"v":26325,"d":"26,325"},"PG15"]
[null,6042034,"ROTOR D.303,5X1563 8/40 4021/4462 G",null,null,{"v":26325,"d":"26,325"},"PG15"]
[null,6042055,"ROTOR D.288,3X1321 6/60 4021/4462 G",null,null,{"v":26325,"d":"26,325"},"PG15"]
[null,6042236,"PUMP HOUSING Q15 051.18801 GG KIT",null,null,{"v":5696,"d":"5,696"},"PG15"]
[null,6042291,"M+P BASE PLATE 400/450 CST",null,null,{"v":7028,"d":"7,028"},"PG15"]
[null,6042419,"THRUST BEARING NU501-2/30-45 A+C KIT",null,null,{"v":1255,"d":"1,255"},"PG15"]
[null,6042481,"IMPELLER-W D.290 52.17283 1.4581",null,null,{"v":5572,"d":"5,572"},"PG15"]
[null,6042577,"PUMP SHAFT D.48X1710 52.16423 1.4122",null,null,{"v":4711,"d":"4,711"},"PG15"]
[null,6042624,"SUCTION PIECE 51.5866/4 2X29 9.0975 A",null,null,{"v":24663,"d":"24,663"},"PG15"]
[null,6042752,"SUCTION PIECE 51.5866/4 2X42 GG",null,null,{"v":9723,"d":"9,723"},"PG15"]
[null,6042829,"SUCTION PIECE 51.5866/4 2X21 9.0975 A",null,null,{"v":24663,"d":"24,663"},"PG15"]
[null,6043044,"IMPELLER-H D.184 54.9490 KORR165 GBZ",null,null,{"v":2688,"d":"2,688"},"PG15"]
[null,6043071,"PUMP HOUSING Q50 53.13605/1 GG KIT",null,null,345,"PG15"]
[null,6043289,"SCREW M6X40 DIN912 A4-70",null,null,3,"PG15"]
[null,6043692,"SUCTION PIECE 51.14905/1 GG NU8,9,12",null,null,{"v":5406,"d":"5,406"},"PG15"]
[null,6043705,"IMPELLER FA15.77Z-410 1.4581 SVA",null,null,{"v":21776,"d":"21,776"},"PG15"]
[null,6043918,"IMPELLER FIXATION 54.2984 1.4021 KIT",null,null,146,"PG15"]
[null,6044260,"SEALING FLANGE D.280G6 52.13555 GG KIT",null,null,693,"PG15"]
[null,6044323,"SUCTION PIECE 51.5867/1 1X29+13,5 GBZ",null,null,{"v":18959,"d":"18,959"},"PG15"]
[null,6044396,"SUCTION PIECE 51.5867/1 3X21 GG",null,null,{"v":10806,"d":"10,806"},"PG15"]
[null,6044542,"IMPELLER-E D.125 54.20069 ABRASIT",null,null,{"v":2239,"d":"2,239"},"PG15"]
[null,6044550,"IMPELLER FA08.23W-80 GG SVA",null,null,693,"PG15"]
[null,6044696,"PUMP SHAFT D.68X695 52.19930 1.4462",null,null,{"v":2772,"d":"2,772"},"PG15"]
[null,6044740,"SUCTION PORT 51.14059/1 GGG",null,null,{"v":7538,"d":"7,538"},"PG15"]
[null,6044832,"CABLE TRUMPET 30T 10M S07 7G1,5 SL KIT",null,null,836,"PG15"]
[null,6044916,"INTERMEDIATE PIECE 51.14845/2 GGG",null,null,{"v":2387,"d":"2,387"},"PG15"]
[null,6044990,"DISCHARGE PIECE 50.19148 3X29+1X21+1X16",null,null,{"v":34641,"d":"34,641"},"PG15"]
[null,6045123,"INSPECTION COVER 52.15634 GGG",null,null,542,"PG15"]
[null,6045152,"IMPELLER FA10.82E-230 1.4581 SVA",null,null,{"v":11299,"d":"11,299"},"PG15"]
[null,6045305,"IMPELLER-E D.278 52.12838 GG  LR.4112",null,null,{"v":6861,"d":"6,861"},"PG15"]
[null,6045362,"ROTOR D.179X997 6/32 K 1.4021",null,null,{"v":5920,"d":"5,920"},"PG15"]
[null,6045432,"NECK RING D.118X10 55.10237 1.4580",null,null,267,"PG15"]
[null,6045490,"BALANCE-ELASTIC 91,5X70/1,5 EPDM",null,null,9,"PG15"]
[null,6045539,"PUMP HOUSING Q150 51.17334 GGG KIT",null,null,{"v":14415,"d":"14,415"},"PG15"]
[null,6045619,"SUPPORTING SHEET D.25 1.4462",null,null,124,"PG15"]
[null,6045704,"IMPELLER FIXATION 16X60 GEOMET KIT",null,null,62,"PG15"]
[null,6045727,"REP.KIT 7 NU80, NU801",null,null,600,"PG15"]
[null,6045807,"MOBILE WEAR RING TWI 6 \"C\"",null,null,29,"PG15"]
[null,6045824,"STOPPING RING NUT TWI 8.90 \"C\"",null,null,91,"PG15"]
[null,6045847,"IMPELLER TWI 6.60 \"A\"",null,null,153,"PG15"]
[null,6045875,"SUCTION PIECE 51.6732 GBZ A",null,null,{"v":24386,"d":"24,386"},"PG15"]
[null,6045964,"ROTOR D.178X2271 2/120 1.4462+G H2",null,null,{"v":36026,"d":"36,026"},"PG15"]
[null,6046176,"CABLE TRUMPET 42T 25M H07 10G1,5 KIT",null,null,{"v":1208,"d":"1,208"},"PG15"]
[null,6046271,"STATOR NU160-4/90 GBZ",null,null,{"v":64844,"d":"64,844"},"PG15"]
[null,6046371,"STATOR NU911-2/75 ST+A4 460/60 D PE2",null,null,{"v":22601,"d":"22,601"},"PG15"]
[null,6046486,"PROPELLER RZP80-1/27°/3FL/VERST. A4",null,null,{"v":12469,"d":"12,469"},"PG15"]
[null,6046589,"DISCHARGE PIECE 50.18616 1X36+1X29 GG",null,null,{"v":7538,"d":"7,538"},"PG15"]
[null,6046733,"BEARING HOUSING T  50.11289 GG",null,null,{"v":2318,"d":"2,318"},"PG15"]
[null,6046958,"IMPELLER-H D.280/262 D500_2E 9.0975",null,null,{"v":7762,"d":"7,762"},"PG15"]
[null,6046983,"IMPELLER-H D.154/146 KM150_3A 9.0975",null,null,{"v":2080,"d":"2,080"},"PG15"]
[null,6047138,"PUMP SHAFT D.90X1330 52.10938 1.4122",null,null,{"v":6189,"d":"6,189"},"PG15"]
[null,6047173,"DISCHARGE PIECE 50.19371 1X42 GBZ",null,null,{"v":12666,"d":"12,666"},"PG15"]
[null,6047345,"VOLTAGE MONITOR 220V 2~",null,null,560,"PG15"]
[null,6047348,"OVERVOLTAGE GUARD 440V 3~",null,null,509,"PG15"]
[null,6048152,"SUCTION PORT 51.16913 GG SET",null,null,{"v":10773,"d":"10,773"},"PG15"]
[null,6048218,"PIPE CLAMP D.610 53.16376 A4",null,null,{"v":1873,"d":"1,873"},"PG15"]
[null,6048304,"PUMP SHAFT D.90X2516 53.16081/2 1.4021",null,null,{"v":9437,"d":"9,437"},"PG15"]
[null,6048468,"ROTOR D.158X2060 4/100 1.4462+G H2",null,null,{"v":22845,"d":"22,845"},"PG15"]
[null,6048486,"STATOR NU122-4/75 GBZ V",null,null,{"v":41588,"d":"41,588"},"PG15"]
[null,6048509,"PIPE D.26,9X2 ISO1127 1.4301",null,null,55,"PG15"]
[null,6048696,"PUMP SHAFT D.30X873 53.16798 1.4122",null,null,{"v":1744,"d":"1,744"},"PG15"]
[null,6048779,"DISCHARGE PIECE 50.19147 3X21+1X16 GBZ",null,null,{"v":34641,"d":"34,641"},"PG15"]
[null,6048839,"SEAL RING D.19,5/13X20 EPDM",null,null,15,"PG15"]
[null,6048941,"SCREW M16X40DIN933 A5-70",null,null,102,"PG15"]
[null,6049026,"VALVE SEAT 53.20205 AISI 316/A4",null,null,{"v":2306,"d":"2,306"},"PG15"]
[null,6049172,"COUPLING FLANGE 51.20618 1.4517",null,null,{"v":10468,"d":"10,468"},"PG15"]
[null,6049637,"PIPE CLAMP D.306 53.20610 A4",null,null,{"v":1345,"d":"1,345"},"PG15"]
[null,6049741,"SUCTION PIECE 51.16538/1 9.0971+STEUERLT",null,null,{"v":1808,"d":"1,808"},"PG15"]
[null,6049979,"GUIDE CASING 51.20634 GG",null,null,{"v":2868,"d":"2,868"},"PG15"]
[null,6060083,"PUMP SHAFT D.70X1127 53.20657 1.4122",null,null,{"v":5920,"d":"5,920"},"PG15"]
[null,6060158,"PROPELLER KPR500-6° GG/1.4581",null,null,{"v":19888,"d":"19,888"},"PG15"]
[null,6060221,"IMPELLER FA08.66W-180 1.4581 SVA",null,null,{"v":5111,"d":"5,111"},"PG15"]
[null,6060439,"PUMP SHAFT D.55X701 53.20654 1.4021",null,null,{"v":1749,"d":"1,749"},"PG15"]
[null,6060477,"CABLE TRUMPET 30T 30M H07 7G1,5 KIT",null,null,982,"PG15"]
[null,6060576,"PUMP SHAFT D.55X883 53.17289 1.4122",null,null,{"v":2286,"d":"2,286"},"PG15"]
[null,6060773,"INTERMEDIATE FLANGE 53.15665/1 GBZ",null,null,{"v":8879,"d":"8,879"},"PG15"]
[null,6060963,"MOTOR CASING 50.16078/1 GG",null,null,{"v":1523,"d":"1,523"},"PG15"]
[null,6061060,"BELL JOINT CLAMP GRD H50/2",null,null,{"v":1587,"d":"1,587"},"PG15"]
[null,6061254,"NECK RING D.370X36 54.10235/2 1.4580",null,null,{"v":1659,"d":"1,659"},"PG15"]
[null,6061351,"ROTOR D.102,3X516 4/24 1.4462 K",null,null,{"v":3072,"d":"3,072"},"PG15"]
[null,6061455,"REP.KIT 3 HC20.1K 1.4462/VIT",null,null,{"v":3369,"d":"3,369"},"PG15"]
[null,6061534,"STATOR FK202-2/17 400/690 50HZ 3BI110",null,null,{"v":3767,"d":"3,767"},"PG15"]
[null,6061597,"COOLING FLANGE D.820G6 51.20785 GG",null,null,{"v":6354,"d":"6,354"},"PG15"]
[null,6061649,"PUMP SHAFT D.90X1526 53.16081/3 1.4021",null,null,{"v":7457,"d":"7,457"},"PG15"]
[null,6061696,"GUIDE CASING 51.12578/3 9.0975 B 2RECESS",null,null,{"v":16006,"d":"16,006"},"PG15"]
[null,6062043,"O-RING ID.90,0X5,5 EPDM",null,null,15,"PG15"]
[null,6062144,"SUCTION PIECE 51.20446/1 GBZ 2AUSSP.",null,null,{"v":11569,"d":"11,569"},"PG15"]
[null,6062292,"GLOVE EJENDALS 132 GR.11",null,null,112,"PG15"]
[null,6062486,"REP.KIT 3 FKT27.1 1.4462",null,null,{"v":3819,"d":"3,819"},"PG15"]
[null,6062653,"INTERMEDIATE CASING 51.12593/4 1.4517",null,null,{"v":46431,"d":"46,431"},"PG15"]
[null,6062659,"SCREW M8X25 DIN912 A5-70",null,null,119,"PG15"]
[null,6062701,"PUMP SHAFT D.80X1624 52.20899 1.4122",null,null,{"v":6492,"d":"6,492"},"PG15"]
[null,6062894,"REP.KIT 1 SCP250/250HA",null,null,188,"PG15"]
[null,6063058,"STATOR T12-2/11 400V/50 3PTC130+3PTC140",null,null,{"v":1082,"d":"1,082"},"PG15"]
[null,6063133,"WINDING MATER. NU80-2/60 400 50HZ D PVC",null,null,{"v":2318,"d":"2,318"},"PG15"]
[null,6063192,"GUIDE CASING TWI 6.30 \"A\"",null,null,243,"PG15"]
[null,6063294,"REP.KIT 1 SCP300/660DV",null,null,217,"PG15"]
[null,6063529,"IMPELLER FIXATION 16X50 GEOMET KIT",null,null,55,"PG15"]
[null,6063698,"IMPELLER FA15.77T-410 GGG SVA",null,null,{"v":5220,"d":"5,220"},"PG15"]
[null,6063755,"IMPELLER FA15.95T/20.54T-280 GG SVA",null,null,{"v":5220,"d":"5,220"},"PG15"]
[null,6063782,"SUCTION PIECE 51.6732/17 3X29 GG",null,null,{"v":13225,"d":"13,225"},"PG15"]
[null,6063799,"SUCTION PIECE 51.6732/17 6X21 GBZ",null,null,{"v":24880,"d":"24,880"},"PG15"]
[null,6063932,"REP.KIT 1 SCP50/180HA",null,null,119,"PG15"]
[null,6064174,"IMPELLER FA25.93T/30.93T-440 GG SVA",null,null,{"v":9822,"d":"9,822"},"PG15"]
[null,6064195,"IMPELLER-H D.239 53.1027/1 KORR235 GBZ",null,null,{"v":3629,"d":"3,629"},"PG15"]
[null,6064324,"ROTOR D.333X1455,1 6/50 1.7225",null,null,{"v":36139,"d":"36,139"},"PG15"]
[null,6064415,"IMPELLER-E D.135 52.17920/1 GGG KIT",null,null,{"v":1279,"d":"1,279"},"PG15"]
[null,6064489,"BLIND FLANGE DN250 PE80/100",null,null,212,"PG15"]
[null,6064628,"CABLE TRUMPET 30T TE2 20MNSS 7X1,5 KIT",null,null,932,"PG15"]
[null,6064854,"ROTOR D.353,3X1355,1 10/37 1.7225",null,null,{"v":33642,"d":"33,642"},"PG15"]
[null,6064990,"O-RING ID.58,0X3,53 EPDM",null,null,15,"PG15"]
[null,6065166,"PUMP HOUSING REXA V05DA-1XX DN50 GG SET",null,null,574,"PG15"]
[null,6065289,"STATOR NU911-2/60 ST+A4 575/60 D PE2",null,null,{"v":22332,"d":"22,332"},"PG15"]
[null,6065427,"COUPLING-RUBBERS-TYPE 200-KIT",null,null,160,"PG15"]
[null,6065566,"STATOR NU80.-2/60 1.4571 690/60 D PE2",null,null,{"v":14483,"d":"14,483"},"PG15"]
[null,6065833,"IMPELLER REXA V06XA-212 GG SET SVA",null,null,702,"PG15"]
[null,6065884,"COUPLING TWI 010.215 \"A\" NU 8\"",null,null,367,"PG15"]
[null,6066108,"REP.KIT 1 FKT50G",null,null,{"v":3440,"d":"3,440"},"PG15"]
[null,6066483,"MOTOR HOOD FK34.1 2XPG36+PG21 GEBOHRT GG",null,null,{"v":1898,"d":"1,898"},"PG15"]
[null,6066619,"CABLE 30M H07 6G1  1,1-5,0KW VP.",null,null,622,"PG15"]
[null,6066697,"BACKING FLANGE VB D.90 GFR ST-INCL. PP S",null,null,256,"PG15"]
[null,6066837,"WASHER 21 DIN1441 A4",null,null,12,"PG15"]
[null,6066949,"PROPELLER KPR500-4° GG/1.4581",null,null,{"v":19888,"d":"19,888"},"PG15"]
[null,6067062,"CAP 6050865 1.4401",null,null,324,"PG15"]
[null,6067436,"CABLE GLAND M63X1,5 30-44,5 PA",null,null,62,"PG15"]
[null,6067579,"ROTOR S/P13.1-8/EAD1X2-T VP.",null,null,367,"PG15"]
[null,6067641,"SEAL D.310/440X3 KTW EPDM",null,null,65,"PG15"]
[null,6067761,"ROTOR D.307,6X1355,1 4/42 1.7225",null,null,{"v":25643,"d":"25,643"},"PG15"]
[null,6068117,"MOTOR HOOD 51.15656/1 GGG",null,null,{"v":6942,"d":"6,942"},"PG15"]
[null,6068209,"PUMP SHAFT D.90X1635 53.20685/1 1.4122",null,null,{"v":5985,"d":"5,985"},"PG15"]
[null,6068484,"ELBOW 1\" IA A4",null,null,22,"PG15"]
[null,6068712,"COUPLING TWI 8.80-90 \"A\" NU 7+8\"",null,null,329,"PG15"]
[null,6069034,"DISCHARGE PIECE 50.18617 2X36+1X16 GGG",null,null,{"v":6097,"d":"6,097"},"PG15"]
[null,6069303,"PIPE CLAMP 209-211 6-E-M16 VZ",null,null,131,"PG15"]
[null,6069580,"PIPE NIPPLE 1/4\" L=100 A4",null,null,29,"PG15"]
[null,6069770,"COUPLING 54.14954/1 1.4462",null,null,{"v":2897,"d":"2,897"},"PG15"]
[null,6070162,"W-CTRL-MS-L-2X4KW-T4-DOL-S VP.",null,null,{"v":1134,"d":"1,134"},"PG15"]
[null,6070195,"SINGLE ENDED FLANGED NIPPLE DN40/DN32-1½",null,null,360,"PG15"]
[null,6070269,"GUIDE CASING 51.7504/3 GBZ N",null,null,{"v":27982,"d":"27,982"},"PG15"]
[null,6070436,"PROPELLER BLADE BG216/316 KIT",null,null,{"v":4545,"d":"4,545"},"PG15"]
[null,6070478,"SUCTION PORT 52.17123/1 GG/C0 VP.",null,null,799,"PG15"]
[null,6070674,"REP.KIT 2 REXACUT/P",null,null,381,"PG15"]
[null,6071178,"SCREW 3,9X9,5-C DIN7981 A4 (10PC)",null,null,9,"PG15"]
[null,6071741,"IMPELLER CPL. REXALIFT L/10 KIT",null,null,752,"PG15"]
[null,6072080,"TOP GUIDE CASING 51.20649 GG Y",null,null,{"v":3357,"d":"3,357"},"PG15"]
[null,6072175,"CABLE TRUMPET 30T P13 10MTGSH 7X1,5 KIT",null,null,815,"PG15"]
[null,6072369,"MCP 400V 2,5-4,0A-T4-H-ROT-CEE32-5PS VP.",null,null,641,"PG15"]
[null,6072521,"MCP 1,6-2,4A-T4-HA-ROT-WSK-CEE16-5PS VP.",null,null,807,"PG15"]
[null,6072568,"SWITCH BOX MCP 10A H 5M VP.",null,null,617,"PG15"]
[null,6073323,"PUMP SHAFT TWI 6.18-4 \"C\"  NU 4\"",null,null,329,"PG15"]
[null,6074000,"STATOR NBR TSE RR 0102 2207",null,null,{"v":1765,"d":"1,765"},"PG15"]
[null,6074153,"SUCTION PIECE K8.100/.130  8\" VP.",null,null,{"v":1632,"d":"1,632"},"PG15"]
[null,6074534,"STATOR NU160-4/135 ST",null,null,{"v":62352,"d":"62,352"},"PG15"]
[null,6074589,"MOBILE WEAR RING D.99,5/92X18 54.1518 1.",null,null,200,"PG15"]
[null,6074876,"MOTOR BEARING W 280S/M6 KIT",null,null,{"v":1165,"d":"1,165"},"PG15"]
[null,6075383,"THERMAL FLOAT SWITCH 54.10460 KIT",null,null,615,"PG15"]
[null,6075649,"PUMP HOUSING Q150 6051425 GG KIT",null,null,{"v":8715,"d":"8,715"},"PG15"]
[null,6075781,"CABLE GLAND M32 VN05T A4 VP.",null,null,336,"PG15"]
[null,6075797,"ROTOR HC/T20.1 6/22 1.4021 G VP.",null,null,{"v":2862,"d":"2,862"},"PG15"]
[null,6076004,"ROTOR HC/T20.1 4/12 1.4021 K VP.",null,null,{"v":1797,"d":"1,797"},"PG15"]
[null,6076021,"ROTOR HC/T20.1 4/27 4021/4462 G K VP.",null,null,{"v":5365,"d":"5,365"},"PG15"]
[null,6076281,"IMPELLER FA10.77G-390 GGG SVA",null,null,{"v":4294,"d":"4,294"},"PG15"]
[null,6076348,"NUT M20 DIN934 A4-80 (10PC)",null,null,38,"PG15"]
[null,6076379,"PLANETARY GEAR 1ST. VERST. KIT",null,null,{"v":3039,"d":"3,039"},"PG15"]
[null,6076594,"IMPELLER C08XA-437 GG SVA",null,null,896,"PG15"]
[null,6076671,"GUIDE CASING K8.50 VP.",null,null,{"v":1019,"d":"1,019"},"PG15"]
[null,6076734,"HEAD SHAFT VDP 2034",null,null,{"v":1811,"d":"1,811"},"PG15"]
[null,6076822,"FLAT GASKET D.220/273X3 EPDM VP.",null,null,19,"PG15"]
[null,6076979,"CAPACITOR 35µF VP.",null,null,40,"PG15"]
[null,6077472,"ROTOR P13.1-9/EAD3X2-T VP.",null,null,391,"PG15"]
[null,6077505,"ROTOR T24-4/21 E3 1.4021/4462 VP.",null,null,{"v":5165,"d":"5,165"},"PG15"]
[null,6077540,"IMPELLER FA10.82G-270 GGG SVA",null,null,{"v":4247,"d":"4,247"},"PG15"]
[null,6077848,"MECHANICAL SHAFT M4S3/65-00 EBPGG VP.",null,null,{"v":1458,"d":"1,458"},"PG15"]
[null,6077873,"STATOR T17-4/8 400 50HZ VP.",null,null,{"v":1454,"d":"1,454"},"PG15"]
[null,6078133,"STATOR T17-6/8 400 50HZ VP.",null,null,{"v":1454,"d":"1,454"},"PG15"]
[null,6078165,"BALL BEARING 3207 VP.",null,null,138,"PG15"]
[null,6078267,"RELAIS 2XUM 24VDC/800 OHM 250VAC/5A VP.",null,null,{"v":1194,"d":"1,194"},"PG15"]
[null,6078318,"ROTOR D.114,3X375 6/12 4021/4462 H VP.",null,null,{"v":2691,"d":"2,691"},"PG15"]
[null,6078335,"ROTOR D.89,3X340 2/8 1.4021 H VP.",null,null,{"v":1039,"d":"1,039"},"PG15"]
[null,6078354,"ROTOR D.114,3X415 6/16 1.4021 K VP.",null,null,{"v":1255,"d":"1,255"},"PG15"]
[null,6078507,"REP.KIT 1 T63.1 G",null,null,{"v":1523,"d":"1,523"},"PG15"]
[null,6078559,"REP.KIT 1 T57 G KIT",null,null,{"v":1523,"d":"1,523"},"PG15"]
[null,6078772,"MH-COVER 1000X1000 REMICO RS D A2",null,null,{"v":13206,"d":"13,206"},"PG15"]
[null,6078829,"O-RING ID.108,0X5,0 NBR50 VP.",null,null,23,"PG15"]
[null,6078957,"SUBMERSIBLE MOTOR NU434       ",null,null,{"v":1336,"d":"1,336"},"PG15"]
[null,6079349,"PUMP HOUSING REXA C08-41X DN80 GG KIT",null,null,892,"PG15"]
[null,6079521,"IMPELLER C08XA-418 GG SVA",null,null,892,"PG15"]
[null,6079837,"CABLE 4G1,5 BL FL 1,5M F NG 304 VP.",null,null,59,"PG15"]
[null,6079958,"RADIAL BEARINGS NU511 (22-37KW) KIT",null,null,314,"PG15"]
[null,6080078,"CABLE TRUMPET 42T KIT",null,null,160,"PG15"]
[null,6080212,"GUIDE CASING 51.1022/5 GBZ B",null,null,{"v":9707,"d":"9,707"},"PG15"]
[null,6080299,"ROTOR 6/22 K 1.4021 VP.",null,null,{"v":4033,"d":"4,033"},"PG15"]
[null,6080385,"PROPELLER TR22 14752/1D VN03 1.4408 VP.",null,null,{"v":1082,"d":"1,082"},"PG15"]
[null,6080423,"ROTOR FK17.1-4/24 K 1.4021 VP.",null,null,{"v":2326,"d":"2,326"},"PG15"]
[null,6080591,"COUPLING RE25. VP.",null,null,{"v":5161,"d":"5,161"},"PG15"]
[null,6080699,"WINDING MATER. U86-2/19 380 50HZ D PE2",null,null,{"v":1645,"d":"1,645"},"PG15"]
[null,6080833,"UPPER VALVE SEAT RETAINER TWI 010.215 \"A",null,null,73,"PG15"]
[null,6080863,"ROTOR T30-6/48K 1.4021/4462G IE3 VP.",null,null,{"v":11603,"d":"11,603"},"PG15"]
[null,6080887,"ROTOR T30-4/29K 1.4021 VP.",null,null,{"v":9161,"d":"9,161"},"PG15"]
[null,6080944,"IMPELLER SK. 5662 GG",null,null,{"v":2052,"d":"2,052"},"PG15"]
[null,6081045,"ROTOR T34-4/32K 1.4021 IE3 VP.",null,null,{"v":7309,"d":"7,309"},"PG15"]
[null,6081053,"ROTOR T34-6/32K 1.4021 IE3 VP.",null,null,{"v":8167,"d":"8,167"},"PG15"]
[null,6081084,"ROTOR FK34.1-6/50K 1.4021 IE3 VP.",null,null,{"v":11391,"d":"11,391"},"PG15"]
[null,6081101,"ROTOR FK34.1-8/50K 1.4021/4462 IE3 VP.",null,null,{"v":13752,"d":"13,752"},"PG15"]
[null,6081127,"ROTOR T34-4/32K 1.4021 VP.",null,null,{"v":7222,"d":"7,222"},"PG15"]
[null,6081144,"ROTOR T34-10/35K 1.4021 VP.",null,null,{"v":14604,"d":"14,604"},"PG15"]
[null,6081169,"ROTOR T34-10/49K 1.4021/4462 VP.",null,null,{"v":17302,"d":"17,302"},"PG15"]
[null,6081300,"BALL BEARING   5211 VP.",null,null,167,"PG15"]
[null,6081317,"IMPELLER-E D.258 52.14529 GGG VP.",null,null,{"v":2237,"d":"2,237"},"PG15"]
[null,6081338,"STATOR T20.1-4/22 400/690 50 BI160 VP.",null,null,{"v":3111,"d":"3,111"},"PG15"]
[null,6081370,"MOTOR COVER D.130G6 52.19010 GG VP.",null,null,233,"PG15"]
[null,6081404,"SCREW M20 DIN580 A4 VP.",null,null,116,"PG15"]
[null,6081442,"SEALING CASING D.365H7 GG VP.",null,null,{"v":2880,"d":"2,880"},"PG15"]
[null,6081463,"IMPELLER-W D.260 52.17705 GG VP.",null,null,{"v":1587,"d":"1,587"},"PG15"]
[null,6081484,"IMPELLER FA10.78Z-430 GGG VP.",null,null,{"v":5935,"d":"5,935"},"PG15"]
[null,6081652,"SCREW M24X80 DIN939 A4-70 (10PC)",null,null,329,"PG15"]
[null,6081687,"IMPELLER ROCSAN SDL GI03.31 GG KIT SVA",null,null,747,"PG15"]
[null,6082000,"ROTOR FK42.1-8/52K 1.4021/4462 IE3 VP.",null,null,{"v":27258,"d":"27,258"},"PG15"]
[null,6082032,"ROTOR FKT27.2-8/40K 1.4021 IE3 VP.",null,null,{"v":6724,"d":"6,724"},"PG15"]
[null,6082056,"ROTOR FK42.1-6/36K 1.4021 VP.",null,null,{"v":12896,"d":"12,896"},"PG15"]
[null,6082073,"ROTOR FK42.1-8/34K 1.4021/4462 VP.",null,null,{"v":21491,"d":"21,491"},"PG15"]
[null,6082297,"IMPELLER-E D.153 53.13586 GG VP.",null,null,{"v":1268,"d":"1,268"},"PG15"]
[null,6082486,"IMPELLER RE25.93D-430XA KIT",null,null,{"v":9856,"d":"9,856"},"PG15"]
[null,6082595,"IMPELLER REXA V10XA-425 GG SET SVA",null,null,{"v":1197,"d":"1,197"},"PG15"]
[null,6082913,"MOTOR CASING 6052280 GG VP.",null,null,{"v":1815,"d":"1,815"},"PG15"]
[null,6083087,"PROPELLER HUB 3-FL. 046.01.017 COATED VP",null,null,{"v":3204,"d":"3,204"},"PG15"]
[null,6083163,"SUCTION PORT 52.12875 GG/C0",null,null,{"v":1003,"d":"1,003"},"PG15"]
[null,6083241,"SPACER DISC TWI 6.30-XX-C \"A\" VP.",null,null,34,"PG15"]
[null,6083270,"VALVE SEAT TWI 6.18-XX-C EPDM \"C\" VP.",null,null,34,"PG15"]
[null,6083308,"STATOR-UNIT S13.1-2/10 1~ 60HZ KIT",null,null,{"v":1115,"d":"1,115"},"PG15"]
[null,6083603,"PUMP HOUSING ROCSAN V05NA-3XX ANSI SET",null,null,{"v":1280,"d":"1,280"},"PG15"]
[null,6084766,"IMPELLER FA10.76G-355 GGG SVA",null,null,{"v":3955,"d":"3,955"},"PG15"]
[null,6084991,"IMPELLER FIXATION 54.2859 1.4021 KIT",null,null,126,"PG15"]
[null,6085138,"MOTOR CASING 50.17232/2 GG VP.",null,null,395,"PG15"]
[null,6085660,"IMPELLER FA15.97Z-310 GG SVA",null,null,{"v":6261,"d":"6,261"},"PG15"]
[null,6085694,"IMPELLER FA15.93E/20.54E-336 GGG SVA",null,null,{"v":5220,"d":"5,220"},"PG15"]
[null,6085806,"IMPELLER FA15.93E/20.54E-263 1.4581 SVA",null,null,{"v":15777,"d":"15,777"},"PG15"]
[null,6086141,"BALL BEARING 6002 VP.",null,null,12,"PG15"]
[null,6087355,"TERMINAL BOARD PLASTICS KIT",null,null,{"v":1141,"d":"1,141"},"PG15"]
[null,6088207,"ADJUSTMENT KEY FOR PADUS PRO",null,null,19,"PG15"]
[null,6190067,"SEAL D.90/142X3 KTW DIN2690 EPDM90",null,null,19,"PG15"]
[null,6190086,"SEAL D.61/107X4 DIN2690 NBR80+ST",null,null,34,"PG15"]
[null,6190491,"REDUCTION SLEEVE D.110-90 PE-HD-E",null,null,256,"PG15"]
[null,6191191,"PIPE SDR11 D.140X12,7 PE-HD",null,null,109,"PG15"]
[null,6191826,"STST LADDER L=3920MM B=300MM A2",null,null,{"v":2056,"d":"2,056"},"PG15"]
[null,6191874,"BALLVALVE TYP 340 1 1/4\" MS CHROME",null,null,317,"PG15"]
[null,6220003,"IMPELLER TP50 E 107/75 VP.",null,null,102,"PG15"]
[null,6220020,"IMPELLER RE08.52W-200XA KIT",null,null,{"v":1069,"d":"1,069"},"PG15"]
[null,6220049,"W-CTRL-EC-L-2X12A-MT34-DOL-WM VP.",null,null,{"v":2647,"d":"2,647"},"PG15"]
[null,6220082,"PIPE CLAMP 138-144 AG VZ VP.",null,null,119,"PG15"]
[null,6220104,"SCREW M8X40 DIN933 A2 (20PC)",null,null,32,"PG15"]
[null,6220127,"NRV DN100 90° ESK11 EP GGG VP.",null,null,{"v":1115,"d":"1,115"},"PG15"]
[null,6220144,"HOSE 110X6 L=190 6BAR NBR VP.",null,null,131,"PG15"]
[null,6220165,"SCEW M16X90 DIN 931 A2-70 (10PC)",null,null,52,"PG15"]
[null,6220205,"CABLE SEALING NU711 150KW 4+3X25 KIT",null,null,284,"PG15"]
[null,6220212,"REP.KIT 2 REXAUNI/S11.1",null,null,274,"PG15"]
[null,6220235,"IMPELLER RE15.84D-275DAH160/180 KIT",null,null,{"v":3986,"d":"3,986"},"PG15"]
[null,6220292,"REP.KIT 3 T20.2M G",null,null,{"v":1227,"d":"1,227"},"PG15"]
[null,6220311,"UPPER BEARING BRACKET T/FKT20.2 SET",null,null,246,"PG15"]
[null,6220336,"ROTOR T/FKT20.2M-4/24K P 1.4021/4462 KIT",null,null,{"v":4826,"d":"4,826"},"PG15"]
[null,6220386,"ROTOR WITH BEARING QSH4/QSI4 VP.",null,null,{"v":1268,"d":"1,268"},"PG15"]
[null,6220404,"SUCTION PIECE K10. 1.4517 VP.",null,null,{"v":2318,"d":"2,318"},"PG15"]
[null,6220421,"NRV HOUSING 1.4517 DN150PN40 VP.",null,null,{"v":2868,"d":"2,868"},"PG15"]
[null,6220504,"IMPELLER K10.170/.190 D.179 1.4408 VP.",null,null,{"v":1449,"d":"1,449"},"PG15"]
[null,6220529,"SHAFT NUT KM22 ST VP.",null,null,65,"PG15"]
[null,6220585,"Y-PIECE DN80 L455 H200 1.4301 VP.",null,null,{"v":1835,"d":"1,835"},"PG15"]
[null,6220608,"STATOR T039-540 VP.",null,null,{"v":1119,"d":"1,119"},"PG15"]
[null,6220633,"PUMP HOUSING Q10-65 GG KIT",null,null,{"v":2512,"d":"2,512"},"PG15"]
[null,6220659,"ROTOR T015 KIT",null,null,233,"PG15"]
[null,6220689,"IMPELLER V10-768 GG KIT",null,null,{"v":2125,"d":"2,125"},"PG15"]
[null,8006273,"OER KEY 5X5X45 SS410",null,null,19,"PG15"]
[null,8025283,"O RING 175.4 IDX3 CS EPDM HD 80±5A",null,null,29,"PG15"]
[null,8062089,"SHAFT CW MS EL2 A-0041_1 R1 SS410",null,null,{"v":1460,"d":"1,460"},"PG15"]
[null,8062178,"MECH SEAL 60MM BURG C/BUME5",null,null,{"v":1408,"d":"1,408"},"PG15"]
[null,8062279,"SLEEVE EL4 A-0678_2 R1 CT1",null,null,967,"PG15"]
[null,8062885,"NECK RING 100AST A-1928_1 R1 LTB5",null,null,675,"PG15"]
[null,8070928,"S-GLD SLD 118062310001R1 FG260",null,null,112,"PG15"]
[null,8173498,"SLEEVE NUT LH EL5 B-3417_1 R2 SS410",null,null,149,"PG15"]
[null,9008018,"INLET ADAPTOR EPDM, SHORE 80A",null,null,6,"PG15"]
[null,29990828,"FRONT LABEL PRESS UNIT DUTYPOINT",null,null,195,"PG15"]
[null,29991363,"VLT Control Panel LCP 31 Cable/Mount Kit",null,null,466,"PG15"]
[null,29991675,"MECH SEAL 32mm XX0732-AP",null,null,773,"PG15"]
[null,29992197,"JET 500ML PVC Solvent Cement THF",null,null,211,"PG15"]
[null,29992386,"8MM POLY TUBE PER MTR",null,null,34,"PG15"]
[null,29992730,"6308-C3-2RS",null,null,151,"PG15"]
[null,29993283,"WILO SUBMOT NU611T-2/15 c/10m",null,null,{"v":4827,"d":"4,827"},"PG15"]
[null,61010345,"EMU PROPELLER TR28",null,null,{"v":1186,"d":"1,186"},"PG15"]
[null,111166695,"SPRING-SUPPORT GR.41-8R CPL. 41",null,null,73,"PG15"]
[null,112106092,"DIFUSSER FB14 KIT",null,null,95,"PG15"]
[null,120631399,"FAN WHEEL RF112 4POL.ATB KIT",null,null,149,"PG15"]
[null,121040598,"BALL BEARING 6217/2Z-C3 (HT) VP.",null,null,556,"PG15"]
[null,121076697,"IMPELLER D.100/154/18 KIT",null,null,892,"PG15"]
[null,121081999,"IMPELLER D.200/224/45 KIT",null,null,{"v":1580,"d":"1,580"},"PG15"]
[null,121084694,"BALL BEARING 6314/2Z-C3 (HT) VP.",null,null,560,"PG15"]
[null,121105893,"ASSEMBLY IMPELLER FOR N50/250 GG +PK.",null,null,{"v":3972,"d":"3,972"},"PG15"]
[null,121120996,"COVER F.N150/200 SPP.+VP.",null,null,{"v":2039,"d":"2,039"},"PG15"]
[null,121126099,"ASSEMBLY IMPELLER FOR N100/160 GG +PK .",null,null,{"v":3228,"d":"3,228"},"PG15"]
[null,121128190,"MECHANICAL SEAL D.35 N65-150/250 KIT",null,null,892,"PG15"]
[null,121132796,"ASSEMBLY IMPELLER FOR N150/400 GG +PK.",null,null,{"v":7579,"d":"7,579"},"PG15"]
[null,121266690,"BALL BEARING 6308/2Z-C3 (HT) VP.",null,null,187,"PG15"]
[null,121491399,"COOLANT HOUSING IPH65-80/110-125 KIT",null,null,{"v":1602,"d":"1,602"},"PG15"]
[null,121499097,"STUD BOLT MVL3/10,MVL6/10 KIT",null,null,411,"PG15"]
[null,121512392,"PUMP FOOT MVL11 KIT",null,null,{"v":1258,"d":"1,258"},"PG15"]
[null,121624891,"FOOT TM40/50 KIT",null,null,398,"PG15"]
[null,121738495,"CASING COVER F.IPS25 GRD.KIT",null,null,164,"PG15"]
[null,121801196,"IMPELLER JSW1\" PEDROLLO KIT",null,null,167,"PG15"]
[null,121869890,"PUMP HOUSING MVL36/50 KIT",null,null,{"v":3989,"d":"3,989"},"PG15"]
[null,122032695,"FLAP ASSEMBLY TOP-SD80-10",null,null,98,"PG15"]
[null,122063390,"IMPELLER D.125/315/45 KIT",null,null,{"v":1069,"d":"1,069"},"PG15"]
[null,122093194,"IMPELLER D.95/154,75/17X17,45 KIT",null,null,280,"PG15"]
[null,122101496,"SHAFT COUPLING IPL32/40-115/160 NORM KIT",null,null,162,"PG15"]
[null,160232991,"EINLAUFDÜSE 18 FO.",null,null,239,"PG15"]
[null,160336599,"SF14 FILTER PUMP",null,null,{"v":6217,"d":"6,217"},"PG15"]
[null,180404190,"IMPELLER FH/D-FH80-0,7 KIT",null,null,{"v":2393,"d":"2,393"},"PG15"]
[null,180440393,"ASSEMBLY DT.F.AUSTS.FH80-3/D-FH100-3 +VP",null,null,{"v":1144,"d":"1,144"},"PG15"]
[null,500033992,"CAPACITOR 20MF.240VDB + ABL.",null,null,268,"PG15"]
[null,500215793,"NOZZLE HOLDER 7RI.PPH2065",null,null,102,"PG15"]
[null,500520797,"PIPE D.80X2,5X10 MS58",null,null,81,"PG15"]
[null,500965990,"SHAFT SLEEVE 32MM O/D - IPn/DPn/Bn",null,null,91,"PG15"]
[null,501494894,"D65 HOUSING",null,null,187,"PG15"]
[null,501787994,"40-224 BRONZE IMPELLER",null,null,842,"PG15"]
[null,501929491,"40-180 BRONZE IMPELLER",null,null,842,"PG15"]
[null,502035491,"FLAT GASKET D.107/115X1 EP859 TDS.",null,null,9,"PG15"]
[null,502382191,"100-315 IMPELLER",null,null,857,"PG15"]
[null,502715992,"COUPLING GR.140 D.42/60",null,null,{"v":1400,"d":"1,400"},"PG15"]
[null,502727998,"END SHIELD RF160 N.D.E.075242 ATB",null,null,{"v":1014,"d":"1,014"},"PG15"]
[null,509031290,"O-RING ID.18,2X3 F.ZT.-VT.",null,null,9,"PG15"]
[null,509253991,"SCREW M6X20 DIN912 A4",null,null,9,"PG15"]
[null,509326194,"O-RING FKS.AS.SF7 807.001.27",null,null,9,"PG15"]
[null,3321230809,"S-BER KEY 8X7X158 1MP/P-2369 R1 SS410",null,null,34,"PG15"]
[null,3321231030,"BER KEY 10X8X182 1 1415 3200 001 SS410",null,null,32,"PG15"]
[null,3324230804,"OER KEY 8X7X82 SS410",null,null,19,"PG15"]
[null,3350690102,"S-O RING 89 IDX3 CS EPDM HD 80±5A",null,null,22,"PG15"]
[null,3529010104,"LOCK NUT KM 4 MS",null,null,19,"PG15"]
[null,7060161622,"NECK RING 28013P_A R1 CT1",null,null,649,"PG15"]
[null,7100429500,"S-K-BRG END COV 1MP/P-4200/8_02 R1 FG260",null,null,182,"PG15"]
[null,7139161622,"NECK RING 14336P_02 R1 CT1",null,null,466,"PG15"]
[null,7155161622,"NECK RING 1MP/P-2614_04 R1 CT1",null,null,225,"PG15"]
[null,7180327154,"S-SLV NUT LH 2MP/P-194_02 R2 SS410",null,null,153,"PG15"]
[null,7425136154,"SPT COLL 2MP/P-4977/11 R2 SS410",null,null,229,"PG15"]
[null,7453327154,"K-COWL NUT LH 1MP/P-3595_B R2 SS410",null,null,47,"PG15"]
[null,7462161622,"NECK RING 200201P_03 R1 CT1",null,null,551,"PG15"]
[null,7475161622,"NECK RING 1MP/P-4203/13 R1 CT1",null,null,{"v":1045,"d":"1,045"},"PG15"]
[null,7488260622,"IMP 2MP/P-4905/19_03 R1 CT1",null,null,{"v":2076,"d":"2,076"},"PG15"]
[null,7801308154,"SLEEVE 2 1403 2100 001 R1 SS410",null,null,203,"PG15"]
[null,7807305154,"SLEEVE 1 1408 2100 001_03 R1 SS410",null,null,261,"PG15"]
[null,7816307154,"S-SLV 2 1416 2100 002 SS410",null,null,280,"PG15"]
[null,7820264622,"IMP RH 2 1803 1500 001 R1 CT1",null,null,{"v":4798,"d":"4,798"},"PG15"]
[null,7825260600,"S-IMP 3 1423 1503 001 R1 LTB2",null,null,{"v":6261,"d":"6,261"},"PG15"]
[null,7828306154,"S-SLV 1 1426 2100 002 SS410",null,null,400,"PG15"]
[null,7834261532,"IMPELLER 2 1430 1500 001 CF8",null,null,{"v":7727,"d":"7,727"},"PG15"]
[null,7838261622,"IMP 3 1435 1500 001 R1 CT1",null,null,{"v":9332,"d":"9,332"},"PG15"]
[null,7855260622,"IMP 2 1574 1500 001 R1 CT1",null,null,{"v":29807,"d":"29,807"},"PG15"]
[null,7858647154,"SHAFT LH 2 1448 1802 001 R1 SS410",null,null,{"v":2194,"d":"2,194"},"PG15"]
[null,7864260622,"IMP 2 1453 1500 001 CT1",null,null,{"v":30909,"d":"30,909"},"PG15"]
[null,7953210622,"IMP 2MP/P-4754/13 R1 CT1",null,null,{"v":3515,"d":"3,515"},"PG15"]
[null,70325700101,"HT-E/C 161/2 IMPELLER  (207A)",null,null,564,"PG15"]
[null,70363300114,"IMPELLER PM100/160 4-4",null,null,969,"PG15"]
[null,71713434517,"PUMP SHROUD Ø152-L580-VML1112-304",null,null,{"v":1787,"d":"1,787"},"PG15"]
[null,72350811514,"PP-SHAFT-D14,5-VM/VML-115-S/T-CHROMIUM P",null,null,569,"PG15"]
[null,72793200001,"GIM V SEAL KIT 727 932 00001",null,null,252,"PG15"]
[null,73651700103,"COUPLING-1/2-NEUPEX-80-PART1-D24-L30",null,null,91,"PG15"]
[null,74604600002,"KIT-NRA300-600VM-VML",null,null,78,"PG15"]
[null,74750411105,"SCREW M6X20 ISO4017 6.8",null,null,9,"PG15"]
[null,74751211108,"SCREW M24X120 ISO4014 6.8",null,null,32,"PG15"]
[null,75110211201,"KEY-B-8X7X28-112",null,null,9,"PG15"]
[null,75113011210,"KEY-C-10X8X63-112 MVI3206N",null,null,22,"PG15"]
[null,7002182250238,"HOUSING HT-E 162-4",null,null,{"v":1703,"d":"1,703"},"PG15"]
[null,"30924903Y","VML2205-T CARTRIDGE",null,null,{"v":1959,"d":"1,959"},"PG15"]
[null,"7B03327154","SLEEVE NUT LH 1MP/P-3560 R2 SS410",null,null,34,"PG15"]
[null,500461890,"1/4\" BRASS PLUG","Spare Part",null,6,"PG15"]
[null,2816055,"Wilo Auto Control 3KW Inverter","Accessory",null,{"v":1637,"d":"1,637"},"PG14"]
[null,29993522,"ACH580 1.5KW Inverter (ABB)","Accessory",null,{"v":1403,"d":"1,403"},"PG14"]
[null,2191913,"Stratos GIGA 40/4-63/11       ","Pump",null,{"v":14767,"d":"14,767"},"PG3",""]
[null,2204741,"Stratos GIGA2.0-I 65/1-9/0,75","Pump",null,{"v":6435,"d":"6,435"},"PG3"]
[null,2204803,"Stratos GIGA2.0-I 65/1-9/0,75-S1","Pump",null,{"v":6514,"d":"6,514"},"PG3"]
[null,2204874,"Stratos GIGA2.0-I 80/1-6/0,55-R1","Pump",null,{"v":6000,"d":"6,000"},"PG3"]
[null,2205632,"Stratos GIGA2.0-D 80/1-10/1,1","Pump",null,{"v":13679,"d":"13,679"},"PG3"]
[null,2205731,"Stratos GIGA2.0-D 32/1-13/0,55-R1","Pump",null,{"v":10898,"d":"10,898"},"PG3"]
[null,2205803,"Stratos GIGA2.0-D 50/1-17/1,1-R1-S1","Pump",null,{"v":12964,"d":"12,964"},"PG3"]
[null,2204744,"Stratos GIGA2.0-I 65/1-37/4,0","Pump",null,{"v":7093,"d":"7,093"},"PG3"]
[null,2204787,"Stratos GIGA2.0-I 40/1-23/1,5-S1","Pump",null,{"v":7199,"d":"7,199"},"PG3"]
[null,2204863,"Stratos GIGA2.0-I 65/1-15/1,5-R1","Pump",null,{"v":6081,"d":"6,081"},"PG3"]
[null,2204940,"Stratos GIGA2.0-I 80/1-30/4,0-R1-S1","Pump",null,{"v":7420,"d":"7,420"},"PG3"]
[null,2205629,"Stratos GIGA2.0-D 65/1-31/3,0","Pump",null,{"v":15405,"d":"15,405"},"PG3"]
[null,2205676,"Stratos GIGA2.0-D 40/1-37/3,0-S1","Pump",null,{"v":14899,"d":"14,899"},"PG3"]
[null,2205720,"Stratos GIGA2.0-D 100/1-11/4,0-S1","Pump",null,{"v":22399,"d":"22,399"},"PG3"]
[null,2205772,"Stratos GIGA2.0-D 100/1-25/4,0-R1","Pump",null,{"v":14874,"d":"14,874"},"PG3"]
[null,2205817,"Stratos GIGA2.0-D 80/1-13/1,5-R1-S1","Pump",null,{"v":15461,"d":"15,461"},"PG3"]
[null,2207047,"Yonos GIGA2.0-I 80/1-5/M-0,75","Pump",null,{"v":4999,"d":"4,999"},"PG3"]
[null,2207259,"Yonos GIGA2.0-D 50/1-5/M-0,37","Pump",null,{"v":8788,"d":"8,788"},"PG3"]
[null,2205894,"Yonos GIGA2.0-D 80/1-19/5,5","Pump",null,{"v":12248,"d":"12,248"},"PG3"]
[null,2206924,"Stratos GIGA2.0-I 65/1-5/M-0,37","Pump",null,{"v":6105,"d":"6,105"},"PG3"]
[null,2204752,"Stratos GIGA2.0-I 80/1-43/7,5","Pump",null,{"v":8266,"d":"8,266"},"PG3"]
[null,2207136,"Stratos GIGA2.0-D 50/1-17/M-1,1","Pump",null,{"v":11798,"d":"11,798"},"PG3"]
[null,2205661,"Stratos GIGA2.0-D 125/1-17/7,5","Pump",null,{"v":32911,"d":"32,911"},"PG3"]
[null,4255413,"Yonos Pico-Z 20/0.5-6 150","Pump",null,277,"PG1"]
[null,2221174,"BL-E32/240-15/2","Pump",null,{"v":15227,"d":"15,227"},"PG3"]
[null,2222298,"BL-E40/150-7,5/2","Pump",null,{"v":8552,"d":"8,552"},"PG3"]
[null,2221250,"BL-E80/170-22/2","Pump",null,{"v":18522,"d":"18,522"},"PG3"]
[null,2221130,"BL-E100/295-18,5/4","Pump",null,{"v":19018,"d":"19,018"},"PG3"]
[null,2221610,"Stratos GIGA B 80/3-32/15","Pump",null,{"v":24827,"d":"24,827"},"PG3"]
[null,2213847,"Atmos GIGA-B 40/150-0,75/4","Pump",null,{"v":3279,"d":"3,279"},"PG3"]
[null,2213890,"Atmos GIGA-B 65/140-1,1/4","Pump",null,{"v":2772,"d":"2,772"},"PG3"]
[null,2213923,"Atmos GIGA-B 80/250-11/4","Pump",null,{"v":7353,"d":"7,353"},"PG3"]
[null,2214198,"Atmos GIGA-B 100/380-30/4","Pump",null,{"v":12960,"d":"12,960"},"PG3"]
[null,2214159,"Atmos GIGA-B 125/305-30/4","Pump",null,{"v":10855,"d":"10,855"},"PG3"]
[null,2213833,"Atmos GIGA-B 32/150-4/2","Pump",null,{"v":3146,"d":"3,146"},"PG3"]
[null,2214143,"Atmos GIGA-B 40/250-22/2","Pump",null,{"v":7339,"d":"7,339"},"PG3"]
[null,2213895,"Atmos GIGA-B 65/200-37/2","Pump",null,{"v":9036,"d":"9,036"},"PG3"]
[null,2216688,"Atmos GIGA-B 100/130-15/2","Pump",null,{"v":6340,"d":"6,340"},"PG3"]
[null,2217394,"IL-E 100/160-18.5/2","Pump",null,{"v":15376,"d":"15,376"},"PG3"]
[null,2217428,"DL-E 200/240-15/4","Pump","CronoTwin-DL-E",{"v":32714,"d":"32,714"},"PG3"]
[null,2221402,"IL-E 100/130-15/2","Pump",null,{"v":15374,"d":"15,374"},"PG3"]
[null,2221802,"Stratos GIGA 65/5-69/22","Pump",null,{"v":18044,"d":"18,044"},"PG3"]
[null,2221770,"Stratos GIGA 200/2-14/15","Pump",null,{"v":25955,"d":"25,955"},"PG3"]
[null,4250680,"HELIX2.0-VE403-1/16/E/S/3","Pump",null,{"v":4719,"d":"4,719"},"PG6"]
[null,4250722,"HELIX2.0-VE413-1/25/E/KS/3","Pump",null,{"v":6406,"d":"6,406"},"PG6"]
[null,4250758,"HELIX2.0-VE608-1/16/E/KS/3","Pump",null,{"v":6181,"d":"6,181"},"PG6"]
[null,4250791,"HELIX2.0-VE1004-1/16/E/KS/3","Pump",null,{"v":6042,"d":"6,042"},"PG6"]
[null,4251138,"HELIX2.0-VE2202-3.0-1/16/E/KS/3","Pump",null,{"v":7499,"d":"7,499"},"PG6"]
[null,4250817,"HELIX2.0-VE1012-1/25/E/KS/3","Pump",null,{"v":7976,"d":"7,976"},"PG6"]
[null,4250709,"HELIX2.0-VE407-1/16/E/KS/1","Pump",null,{"v":5064,"d":"5,064"},"PG6"]
[null,4256820,"Helix VE 1609-1/25/E/KS/3","Pump",null,{"v":11717,"d":"11,717"},"PG6"]
[null,4256802,"HELIX VE3607-2/25/V/KS/3","Pump",null,{"v":28918,"d":"28,918"},"PG6"]
[null,4257243,"HELIX VE3604-1/16/E/KS/3","Pump",null,{"v":21802,"d":"21,802"},"PG6"]
[null,4250173,"MEDANA CH3-LE.407-2/V/3/10T","Pump",null,{"v":4836,"d":"4,836"},"PG6"]
[null,4250128,"MEDANA CH3-LE.204-1/E/1/10T","Pump",null,{"v":3762,"d":"3,762"},"PG6"]
[null,2220088,"Atmos GIGA-I 40/200-1,1/4","Pump",null,{"v":3221,"d":"3,221"},"PG3"]
[null,2220176,"Atmos GIGA-I 65/200-2,2/4","Pump",null,{"v":3854,"d":"3,854"},"PG3"]
[null,2220258,"Atmos GIGA-I 80/180-3/4","Pump",null,{"v":4288,"d":"4,288"},"PG3"]
[null,2218486,"Atmos GIGA-I 100/240-5,5/4","Pump",null,{"v":6076,"d":"6,076"},"PG3"]
[null,2220420,"Atmos GIGA-I 100/370-22/4","Pump",null,{"v":13307,"d":"13,307"},"PG3"]
[null,2218496,"Atmos GIGA-I 125/240-7,5/4","Pump",null,{"v":6593,"d":"6,593"},"PG3"]
[null,2220482,"Atmos GIGA-I 150/380-55/4-P6","Pump",null,{"v":27534,"d":"27,534"},"PG3"]
[null,2218542,"Atmos GIGA-I 200/295-30/4","Pump",null,{"v":13855,"d":"13,855"},"PG3"]
[null,2220566,"Atmos GIGA-I 200/360-37/4-P6","Pump",null,{"v":31929,"d":"31,929"},"PG3"]
[null,2220562,"Atmos GIGA-I 200/360-45/4-P6","Pump",null,{"v":24504,"d":"24,504"},"PG3"]
[null,2220558,"Atmos GIGA-I 200/370-45/4-P6","Pump",null,{"v":22818,"d":"22,818"},"PG3"]
[null,2220554,"Atmos GIGA-I 200/370-55/4-P6","Pump",null,{"v":31036,"d":"31,036"},"PG3"]
[null,2220550,"Atmos GIGA-I 200/380-55/4-P6","Pump",null,{"v":29728,"d":"29,728"},"PG3"]
[null,2227428,"Atmos GIGA-I 200/380-75/4-P6","Pump",null,{"v":41939,"d":"41,939"},"PG3"]
[null,2227424,"Atmos GIGA-I 200/390-75/4-P6","Pump",null,{"v":41528,"d":"41,528"},"PG3"]
[null,2227420,"Atmos GIGA-I 200/390-90/4-P6","Pump",null,{"v":43796,"d":"43,796"},"PG3"]
[null,2227416,"Atmos GIGA-I 200/400-90/4-P6","Pump",null,{"v":43756,"d":"43,756"},"PG3"]
[null,2227412,"Atmos GIGA-I 200/400-110/4-P6","Pump",null,{"v":50653,"d":"50,653"},"PG3"]
[null,2227462,"Atmos GIGA-I 250/365-75/4","Pump",null,{"v":58328,"d":"58,328"},"PG3"]
[null,2227460,"Atmos GIGA-I 250/375-75/4","Pump",null,{"v":58093,"d":"58,093"},"PG3"]
[null,2227458,"Atmos GIGA-I 250/385-75/4","Pump",null,{"v":58054,"d":"58,054"},"PG3"]
[null,2227456,"Atmos GIGA-I 250/385-90/4","Pump",null,{"v":60325,"d":"60,325"},"PG3"]
[null,2227454,"Atmos GIGA-I 250/395-90/4","Pump",null,{"v":60466,"d":"60,466"},"PG3"]
[null,2227452,"Atmos GIGA-I 250/395-110/4","Pump",null,{"v":67331,"d":"67,331"},"PG3"]
[null,2227450,"Atmos GIGA-I 250/405-90/4","Pump",null,{"v":60446,"d":"60,446"},"PG3"]
[null,2227448,"Atmos GIGA-I 250/405-110/4","Pump",null,{"v":67149,"d":"67,149"},"PG3"]
[null,2227446,"Atmos GIGA-I 250/415-110/4","Pump",null,{"v":67134,"d":"67,134"},"PG3"]
[null,2227444,"Atmos GIGA-I 250/415-132/4","Pump",null,{"v":70080,"d":"70,080"},"PG3"]
[null,2227442,"Atmos GIGA-I 250/425-110/4","Pump",null,{"v":67309,"d":"67,309"},"PG3"]
[null,2227440,"Atmos GIGA-I 250/425-132/4","Pump",null,{"v":70255,"d":"70,255"},"PG3"]
[null,2227438,"Atmos GIGA-I 250/435-132/4","Pump",null,{"v":70038,"d":"70,038"},"PG3"]
[null,2227436,"Atmos GIGA-I 250/435-160/4","Pump",null,{"v":74633,"d":"74,633"},"PG3"]
[null,2227434,"Atmos GIGA-I 250/445-132/4","Pump",null,{"v":69978,"d":"69,978"},"PG3"]
[null,2227432,"Atmos GIGA-I 250/445-160/4","Pump",null,{"v":74574,"d":"74,574"},"PG3"]
[null,2227474,"Atmos GIGA-I 250/460-132/4","Pump",null,{"v":77431,"d":"77,431"},"PG3"]
[null,2227472,"Atmos GIGA-I 250/460-160/4","Pump",null,{"v":82027,"d":"82,027"},"PG3"]
[null,2227470,"Atmos GIGA-I 250/470-160/4","Pump",null,{"v":81929,"d":"81,929"},"PG3"]
[null,2227468,"Atmos GIGA-I 250/470-200/4","Pump",null,{"v":85443,"d":"85,443"},"PG3"]
[null,2227466,"Atmos GIGA-I 250/480-160/4","Pump",null,{"v":81849,"d":"81,849"},"PG3"]
[null,2227464,"Atmos GIGA-I 250/480-200/4","Pump",null,{"v":85276,"d":"85,276"},"PG3"]
[null,2219022,"Atmos GIGA-I 32/130-1,5/2","Pump",null,{"v":3072,"d":"3,072"},"PG3"]
[null,2219020,"Atmos GIGA-I 32/140-2,2/2","Pump",null,{"v":3083,"d":"3,083"},"PG3"]
[null,2219018,"Atmos GIGA-I 32/150-3/2","Pump",null,{"v":3224,"d":"3,224"},"PG3"]
[null,2219016,"Atmos GIGA-I 32/160-4/2","Pump",null,{"v":3346,"d":"3,346"},"PG3"]
[null,2222626,"Atmos GIGA-I 40/130-2,2/2","Pump",null,{"v":3127,"d":"3,127"},"PG3"]
[null,2219768,"Atmos GIGA-I 40/140-3/2","Pump",null,{"v":3252,"d":"3,252"},"PG3"]
[null,2220086,"Atmos GIGA-I 40/150-4/2","Pump",null,{"v":3387,"d":"3,387"},"PG3"]
[null,2220084,"Atmos GIGA-I 40/160-5,5/2","Pump",null,{"v":4601,"d":"4,601"},"PG3"]
[null,2220092,"Atmos GIGA-I 40/200-7,5/2","Pump",null,{"v":4596,"d":"4,596"},"PG3"]
[null,2222630,"Atmos GIGA-I 40/210-11/2","Pump",null,{"v":5317,"d":"5,317"},"PG3"]
[null,2222628,"Atmos GIGA-I 50/85-1,5/2","Pump",null,{"v":2975,"d":"2,975"},"PG3"]
[null,2220112,"Atmos GIGA-I 50/95-2,2/2","Pump",null,{"v":3104,"d":"3,104"},"PG3"]
[null,2220110,"Atmos GIGA-I 50/105-3/2","Pump",null,{"v":3230,"d":"3,230"},"PG3"]
[null,2220108,"Atmos GIGA-I 50/115-4/2","Pump",null,{"v":3429,"d":"3,429"},"PG3"]
[null,2220106,"Atmos GIGA-I 50/125-4/2","Pump",null,{"v":3389,"d":"3,389"},"PG3"]
[null,2220104,"Atmos GIGA-I 50/125-5,5/2","Pump",null,{"v":4287,"d":"4,287"},"PG3"]
[null,2220128,"Atmos GIGA-I 50/130-4/2","Pump",null,{"v":3590,"d":"3,590"},"PG3"]
[null,2220126,"Atmos GIGA-I 50/140-5,5/2","Pump",null,{"v":4676,"d":"4,676"},"PG3"]
[null,2220124,"Atmos GIGA-I 50/150-7,5/2","Pump",null,{"v":4821,"d":"4,821"},"PG3"]
[null,2220122,"Atmos GIGA-I 50/160-7,5/2","Pump",null,{"v":4787,"d":"4,787"},"PG3"]
[null,2220120,"Atmos GIGA-I 50/160-11/2","Pump",null,{"v":5112,"d":"5,112"},"PG3"]
[null,2222598,"Atmos GIGA-I 50/180-7,5/2","Pump",null,{"v":4896,"d":"4,896"},"PG3"]
[null,2220142,"Atmos GIGA-I 50/190-11/2","Pump",null,{"v":5358,"d":"5,358"},"PG3"]
[null,2220140,"Atmos GIGA-I 50/200-11/2","Pump",null,{"v":5370,"d":"5,370"},"PG3"]
[null,2220138,"Atmos GIGA-I 50/200-15/2","Pump",null,{"v":6317,"d":"6,317"},"PG3"]
[null,2220160,"Atmos GIGA-I 50/220-15/2","Pump",null,{"v":6798,"d":"6,798"},"PG3"]
[null,2220158,"Atmos GIGA-I 50/230-18,5/2","Pump",null,{"v":6867,"d":"6,867"},"PG3"]
[null,2220156,"Atmos GIGA-I 50/240-18,5/2","Pump",null,{"v":6748,"d":"6,748"},"PG3"]
[null,2220154,"Atmos GIGA-I 50/240-22/2","Pump",null,{"v":8042,"d":"8,042"},"PG3"]
[null,2220152,"Atmos GIGA-I 50/250-22/2","Pump",null,{"v":8060,"d":"8,060"},"PG3"]
[null,2220150,"Atmos GIGA-I 50/250-30/2","Pump",null,{"v":7927,"d":"7,927"},"PG3"]
[null,2219040,"Atmos GIGA-I 65/95-3/2","Pump",null,{"v":3250,"d":"3,250"},"PG3"]
[null,2219038,"Atmos GIGA-I 65/105-4/2","Pump",null,{"v":3439,"d":"3,439"},"PG3"]
[null,2219036,"Atmos GIGA-I 65/115-5,5/2","Pump",null,{"v":4338,"d":"4,338"},"PG3"]
[null,2219034,"Atmos GIGA-I 65/125-7,5/2","Pump",null,{"v":4592,"d":"4,592"},"PG3"]
[null,2220172,"Atmos GIGA-I 65/130-5,5/2","Pump",null,{"v":4776,"d":"4,776"},"PG3"]
[null,2220170,"Atmos GIGA-I 65/140-7,5/2","Pump",null,{"v":4905,"d":"4,905"},"PG3"]
[null,2220168,"Atmos GIGA-I 65/150-11/2","Pump",null,{"v":5056,"d":"5,056"},"PG3"]
[null,2222612,"Atmos GIGA-I 65/160-15/2","Pump",null,{"v":6115,"d":"6,115"},"PG3"]
[null,2220188,"Atmos GIGA-I 65/180-15/2","Pump",null,{"v":6412,"d":"6,412"},"PG3"]
[null,2222622,"Atmos GIGA-I 65/190-15/2","Pump",null,{"v":6367,"d":"6,367"},"PG3"]
[null,2220186,"Atmos GIGA-I 65/190-18,5/2","Pump",null,{"v":6524,"d":"6,524"},"PG3"]
[null,2220184,"Atmos GIGA-I 65/200-18,5/2","Pump",null,{"v":6488,"d":"6,488"},"PG3"]
[null,2220182,"Atmos GIGA-I 65/200-22/2","Pump",null,{"v":7781,"d":"7,781"},"PG3"]
[null,2220200,"Atmos GIGA-I 65/230-18,5/2","Pump",null,{"v":6939,"d":"6,939"},"PG3"]
[null,2220198,"Atmos GIGA-I 65/230-22/2","Pump",null,{"v":8231,"d":"8,231"},"PG3"]
[null,2220196,"Atmos GIGA-I 65/240-30/2","Pump",null,{"v":8011,"d":"8,011"},"PG3"]
[null,2220194,"Atmos GIGA-I 65/250-30/2","Pump",null,{"v":8029,"d":"8,029"},"PG3"]
[null,2220192,"Atmos GIGA-I 65/250-37/2","Pump",null,{"v":9711,"d":"9,711"},"PG3"]
[null,2222600,"Atmos GIGA-I 80/85-3/2","Pump",null,{"v":3270,"d":"3,270"},"PG3"]
[null,2220224,"Atmos GIGA-I 80/95-4/2","Pump",null,{"v":3583,"d":"3,583"},"PG3"]
[null,2220222,"Atmos GIGA-I 80/105-5,5/2","Pump",null,{"v":4505,"d":"4,505"},"PG3"]
[null,2220220,"Atmos GIGA-I 80/115-7,5/2","Pump",null,{"v":4653,"d":"4,653"},"PG3"]
[null,2220218,"Atmos GIGA-I 80/125-11/2","Pump",null,{"v":4928,"d":"4,928"},"PG3"]
[null,2222608,"Atmos GIGA-I 80/120-7,5/2","Pump",null,{"v":4980,"d":"4,980"},"PG3"]
[null,2220238,"Atmos GIGA-I 80/130-11/2","Pump",null,{"v":5126,"d":"5,126"},"PG3"]
[null,2220236,"Atmos GIGA-I 80/140-15/2","Pump",null,{"v":6027,"d":"6,027"},"PG3"]
[null,2220234,"Atmos GIGA-I 80/150-15/2","Pump",null,{"v":6010,"d":"6,010"},"PG3"]
[null,2220232,"Atmos GIGA-I 80/150-18,5/2","Pump",null,{"v":6178,"d":"6,178"},"PG3"]
[null,2222606,"Atmos GIGA-I 80/160-18,5/2","Pump",null,{"v":6167,"d":"6,167"},"PG3"]
[null,2222604,"Atmos GIGA-I 80/160-22/2","Pump",null,{"v":7465,"d":"7,465"},"PG3"]
[null,2220252,"Atmos GIGA-I 80/165-15/2","Pump",null,{"v":6671,"d":"6,671"},"PG3"]
[null,2220250,"Atmos GIGA-I 80/165-18,5/2","Pump",null,{"v":6826,"d":"6,826"},"PG3"]
[null,2220248,"Atmos GIGA-I 80/170-18,5/2","Pump",null,{"v":6826,"d":"6,826"},"PG3"]
[null,2220246,"Atmos GIGA-I 80/170-22/2","Pump",null,{"v":8119,"d":"8,119"},"PG3"]
[null,2220244,"Atmos GIGA-I 80/180-30/2","Pump",null,{"v":7861,"d":"7,861"},"PG3"]
[null,2220242,"Atmos GIGA-I 80/190-30/2","Pump",null,{"v":7782,"d":"7,782"},"PG3"]
[null,2220240,"Atmos GIGA-I 80/190-37/2","Pump",null,{"v":9464,"d":"9,464"},"PG3"]
[null,2219066,"Atmos GIGA-I 100/120-11/2","Pump",null,{"v":5743,"d":"5,743"},"PG3"]
[null,2219064,"Atmos GIGA-I 100/130-15/2","Pump",null,{"v":6583,"d":"6,583"},"PG3"]
[null,2219062,"Atmos GIGA-I 100/140-18,5/2","Pump",null,{"v":6618,"d":"6,618"},"PG3"]
[null,2219060,"Atmos GIGA-I 100/150-22/2","Pump",null,{"v":7981,"d":"7,981"},"PG3"]
[null,2219058,"Atmos GIGA-I 100/160-22/2","Pump",null,{"v":7813,"d":"7,813"},"PG3"]
[null,2219056,"Atmos GIGA-I 100/160-30/2","Pump",null,{"v":7660,"d":"7,660"},"PG3"]
[null,2219088,"Atmos GIGA-I 100/165-22/2","Pump",null,{"v":9154,"d":"9,154"},"PG3"]
[null,2219086,"Atmos GIGA-I 100/170-30/2","Pump",null,{"v":8766,"d":"8,766"},"PG3"]
[null,2219762,"Atmos GIGA-I 100/180-30/2","Pump",null,{"v":8693,"d":"8,693"},"PG3"]
[null,2219084,"Atmos GIGA-I 100/180-37/2","Pump",null,{"v":10366,"d":"10,366"},"PG3"]
[null,2219102,"Atmos GIGA-I 125/130-15/2","Pump",null,{"v":7431,"d":"7,431"},"PG3"]
[null,2219100,"Atmos GIGA-I 125/140-18,5/2","Pump",null,{"v":7720,"d":"7,720"},"PG3"]
[null,2219098,"Atmos GIGA-I 125/150-22/2","Pump",null,{"v":8877,"d":"8,877"},"PG3"]
[null,2219096,"Atmos GIGA-I 125/160-30/2","Pump",null,{"v":8656,"d":"8,656"},"PG3"]
[null,2220294,"Atmos GIGA-I 125/170-37/2","Pump",null,{"v":10476,"d":"10,476"},"PG3"]
[null,2222645,"Atmos GIGA-I 200/230-7,5/6-S1","Pump",null,{"v":13714,"d":"13,714"},"PG3"]
[null,2222643,"Atmos GIGA-I 200/240-7,5/6-S1","Pump",null,{"v":13682,"d":"13,682"},"PG3"]
[null,2222641,"Atmos GIGA-I 200/250-7,5/6-S1","Pump",null,{"v":13409,"d":"13,409"},"PG3"]
[null,2219015,"Atmos GIGA-I 32/140-0,25/4-S1","Pump",null,{"v":3048,"d":"3,048"},"PG3"]
[null,2219013,"Atmos GIGA-I 32/150-0,37/4-S1","Pump",null,{"v":3559,"d":"3,559"},"PG3"]
[null,2219011,"Atmos GIGA-I 32/160-0,55/4-S1","Pump",null,{"v":3482,"d":"3,482"},"PG3"]
[null,2219767,"Atmos GIGA-I 40/130-0,25/4-S1","Pump",null,{"v":3146,"d":"3,146"},"PG3"]
[null,2220083,"Atmos GIGA-I 40/140-0,37/4-S1","Pump",null,{"v":3743,"d":"3,743"},"PG3"]
[null,2220081,"Atmos GIGA-I 40/150-0,55/4-S1","Pump",null,{"v":3604,"d":"3,604"},"PG3"]
[null,2219765,"Atmos GIGA-I 40/160-0,75/4-S1","Pump",null,{"v":4044,"d":"4,044"},"PG3"]
[null,2220091,"Atmos GIGA-I 40/190-0,75/4-S1","Pump",null,{"v":3907,"d":"3,907"},"PG3"]
[null,2220089,"Atmos GIGA-I 40/200-1,1/4-S1","Pump",null,{"v":3651,"d":"3,651"},"PG3"]
[null,2222633,"Atmos GIGA-I 40/210-1,5/4-S1","Pump",null,{"v":3926,"d":"3,926"},"PG3"]
[null,2220119,"Atmos GIGA-I 50/140-0,55/4-S1","Pump",null,{"v":3803,"d":"3,803"},"PG3"]
[null,2220117,"Atmos GIGA-I 50/150-0,75/4-S1","Pump",null,{"v":4295,"d":"4,295"},"PG3"]
[null,2220115,"Atmos GIGA-I 50/160-1,1/4-S1","Pump",null,{"v":3766,"d":"3,766"},"PG3"]
[null,2220137,"Atmos GIGA-I 50/180-1,1/4-S1","Pump",null,{"v":3849,"d":"3,849"},"PG3"]
[null,2220135,"Atmos GIGA-I 50/190-1,5/4-S1","Pump",null,{"v":3975,"d":"3,975"},"PG3"]
[null,2220133,"Atmos GIGA-I 50/200-1,5/4-S1","Pump",null,{"v":3899,"d":"3,899"},"PG3"]
[null,2220131,"Atmos GIGA-I 50/200-2,2/4-S1","Pump",null,{"v":3944,"d":"3,944"},"PG3"]
[null,2220149,"Atmos GIGA-I 50/220-1,5/4-S1","Pump",null,{"v":4687,"d":"4,687"},"PG3"]
[null,2220147,"Atmos GIGA-I 50/230-2,2/4-S1","Pump",null,{"v":4694,"d":"4,694"},"PG3"]
[null,2220145,"Atmos GIGA-I 50/240-3/4-S1","Pump",null,{"v":4623,"d":"4,623"},"PG3"]
[null,2222611,"Atmos GIGA-I 50/250-4/4-S1","Pump",null,{"v":4793,"d":"4,793"},"PG3"]
[null,2219033,"Atmos GIGA-I 65/95-0,37/4-S1","Pump",null,{"v":3879,"d":"3,879"},"PG3"]
[null,2219031,"Atmos GIGA-I 65/105-0,55/4-S1","Pump",null,{"v":3406,"d":"3,406"},"PG3"]
[null,2219029,"Atmos GIGA-I 65/115-0,75/4-S1","Pump",null,{"v":3916,"d":"3,916"},"PG3"]
[null,2219027,"Atmos GIGA-I 65/125-1,1/4-S1","Pump",null,{"v":3397,"d":"3,397"},"PG3"]
[null,2220167,"Atmos GIGA-I 65/140-0,75/4-S1","Pump",null,{"v":4332,"d":"4,332"},"PG3"]
[null,2220165,"Atmos GIGA-I 65/150-1,1/4-S1","Pump",null,{"v":3737,"d":"3,737"},"PG3"]
[null,2220163,"Atmos GIGA-I 65/160-1,5/4-S1","Pump",null,{"v":3841,"d":"3,841"},"PG3"]
[null,2220179,"Atmos GIGA-I 65/190-2,2/4-S1","Pump",null,{"v":4379,"d":"4,379"},"PG3"]
[null,2220177,"Atmos GIGA-I 65/200-2,2/4-S1","Pump",null,{"v":4336,"d":"4,336"},"PG3"]
[null,2220175,"Atmos GIGA-I 65/200-3/4-S1","Pump",null,{"v":4469,"d":"4,469"},"PG3"]
[null,2220211,"Atmos GIGA-I 65/230-3/4-S1","Pump",null,{"v":4810,"d":"4,810"},"PG3"]
[null,2220209,"Atmos GIGA-I 65/240-3/4-S1","Pump",null,{"v":4716,"d":"4,716"},"PG3"]
[null,2220207,"Atmos GIGA-I 65/240-4/4-S1","Pump",null,{"v":4841,"d":"4,841"},"PG3"]
[null,2220205,"Atmos GIGA-I 65/250-4/4-S1","Pump",null,{"v":4897,"d":"4,897"},"PG3"]
[null,2220203,"Atmos GIGA-I 65/250-5,5/4-S1","Pump",null,{"v":5540,"d":"5,540"},"PG3"]
[null,2222603,"Atmos GIGA-I 80/130-0,75/4-S1","Pump",null,{"v":4287,"d":"4,287"},"PG3"]
[null,2220231,"Atmos GIGA-I 80/140-1,1/4-S1","Pump",null,{"v":3838,"d":"3,838"},"PG3"]
[null,2220229,"Atmos GIGA-I 80/150-1,5/4-S1","Pump",null,{"v":3923,"d":"3,923"},"PG3"]
[null,2220227,"Atmos GIGA-I 80/160-2,2/4-S1","Pump",null,{"v":4223,"d":"4,223"},"PG3"]
[null,2220261,"Atmos GIGA-I 80/170-2,2/4-S1","Pump",null,{"v":4679,"d":"4,679"},"PG3"]
[null,2220259,"Atmos GIGA-I 80/180-3/4-S1","Pump",null,{"v":4770,"d":"4,770"},"PG3"]
[null,2220257,"Atmos GIGA-I 80/190-3/4-S1","Pump",null,{"v":4694,"d":"4,694"},"PG3"]
[null,2220255,"Atmos GIGA-I 80/190-4/4-S1","Pump",null,{"v":4819,"d":"4,819"},"PG3"]
[null,2222621,"Atmos GIGA-I 80/200-5,5/4-S1","Pump",null,{"v":5559,"d":"5,559"},"PG3"]
[null,2219047,"Atmos GIGA-I 80/230-4/4-S1","Pump",null,{"v":5801,"d":"5,801"},"PG3"]
[null,2219045,"Atmos GIGA-I 80/240-5,5/4-S1","Pump",null,{"v":6588,"d":"6,588"},"PG3"]
[null,2219043,"Atmos GIGA-I 80/250-7,5/4-S1","Pump",null,{"v":6998,"d":"6,998"},"PG3"]
[null,2220365,"Atmos GIGA-I 80/285-5,5/4-S1","Pump",null,{"v":7573,"d":"7,573"},"PG3"]
[null,2220363,"Atmos GIGA-I 80/295-5,5/4-S1","Pump",null,{"v":7218,"d":"7,218"},"PG3"]
[null,2220361,"Atmos GIGA-I 80/295-7,5/4-S1","Pump",null,{"v":7489,"d":"7,489"},"PG3"]
[null,2220359,"Atmos GIGA-I 80/305-7,5/4-S1","Pump",null,{"v":7468,"d":"7,468"},"PG3"]
[null,2220357,"Atmos GIGA-I 80/305-11/4-S1","Pump",null,{"v":7542,"d":"7,542"},"PG3"]
[null,2220355,"Atmos GIGA-I 80/315-11/4-S1","Pump",null,{"v":7357,"d":"7,357"},"PG3"]
[null,2220353,"Atmos GIGA-I 80/315-15/4-S1","Pump",null,{"v":15717,"d":"15,717"},"PG3"]
[null,2219055,"Atmos GIGA-I 100/130-1,1/4-S1","Pump",null,{"v":4524,"d":"4,524"},"PG3"]
[null,2219053,"Atmos GIGA-I 100/140-1,5/4-S1","Pump",null,{"v":4577,"d":"4,577"},"PG3"]
[null,2219051,"Atmos GIGA-I 100/150-2,2/4-S1","Pump",null,{"v":4756,"d":"4,756"},"PG3"]
[null,2219049,"Atmos GIGA-I 100/160-3/4-S1","Pump",null,{"v":4728,"d":"4,728"},"PG3"]
[null,2219077,"Atmos GIGA-I 100/170-3/4-S1","Pump",null,{"v":5453,"d":"5,453"},"PG3"]
[null,2219075,"Atmos GIGA-I 100/180-4/4-S1","Pump",null,{"v":5549,"d":"5,549"},"PG3"]
[null,2219073,"Atmos GIGA-I 100/190-5,5/4-S1","Pump",null,{"v":6221,"d":"6,221"},"PG3"]
[null,2219071,"Atmos GIGA-I 100/200-5,5/4-S1","Pump",null,{"v":6069,"d":"6,069"},"PG3"]
[null,2219069,"Atmos GIGA-I 100/200-7,5/4-S1","Pump",null,{"v":6337,"d":"6,337"},"PG3"]
[null,2218489,"Atmos GIGA-I 100/230-5,5/4-S1","Pump",null,{"v":7080,"d":"7,080"},"PG3"]
[null,2220393,"Atmos GIGA-I 100/265-5,5/4-S1","Pump",null,{"v":7486,"d":"7,486"},"PG3"]
[null,2218487,"Atmos GIGA-I 100/240-5,5/4-S1","Pump",null,{"v":6768,"d":"6,768"},"PG3"]
[null,2218485,"Atmos GIGA-I 100/240-7,5/4-S1","Pump",null,{"v":7036,"d":"7,036"},"PG3"]
[null,2220391,"Atmos GIGA-I 100/275-7,5/4-S1","Pump",null,{"v":8176,"d":"8,176"},"PG3"]
[null,2218483,"Atmos GIGA-I 100/250-7,5/4-S1","Pump",null,{"v":7071,"d":"7,071"},"PG3"]
[null,2218481,"Atmos GIGA-I 100/250-11/4-S1","Pump",null,{"v":7797,"d":"7,797"},"PG3"]
[null,2220389,"Atmos GIGA-I 100/285-11/4-S1","Pump",null,{"v":7931,"d":"7,931"},"PG3"]
[null,2220387,"Atmos GIGA-I 100/295-11/4-S1","Pump",null,{"v":7930,"d":"7,930"},"PG3"]
[null,2220431,"Atmos GIGA-I 100/350-11/4-S1","Pump",null,{"v":12691,"d":"12,691"},"PG3"]
[null,2220385,"Atmos GIGA-I 100/295-15/4-S1","Pump",null,{"v":16291,"d":"16,291"},"PG3"]
[null,2220383,"Atmos GIGA-I 100/305-15/4-S1","Pump",null,{"v":16291,"d":"16,291"},"PG3"]
[null,2220429,"Atmos GIGA-I 100/350-15/4-S1","Pump",null,{"v":21051,"d":"21,051"},"PG3"]
[null,2220427,"Atmos GIGA-I 100/360-15/4-S1","Pump",null,{"v":20763,"d":"20,763"},"PG3"]
[null,2220381,"Atmos GIGA-I 100/305-18,5/4-S1","Pump",null,{"v":10168,"d":"10,168"},"PG3"]
[null,2220379,"Atmos GIGA-I 100/315-18,5/4-S1","Pump",null,{"v":10168,"d":"10,168"},"PG3"]
[null,2220425,"Atmos GIGA-I 100/360-18,5/4-S1","Pump",null,{"v":14573,"d":"14,573"},"PG3"]
[null,2220423,"Atmos GIGA-I 100/370-18,5/4-S1","Pump",null,{"v":14364,"d":"14,364"},"PG3"]
[null,2220377,"Atmos GIGA-I 100/315-22/4-S1","Pump",null,{"v":10451,"d":"10,451"},"PG3"]
[null,2220421,"Atmos GIGA-I 100/370-22/4-S1","Pump",null,{"v":14643,"d":"14,643"},"PG3"]
[null,2220419,"Atmos GIGA-I 100/380-22/4-S1","Pump",null,{"v":14350,"d":"14,350"},"PG3"]
[null,2220417,"Atmos GIGA-I 100/380-30/4-S1","Pump",null,{"v":16209,"d":"16,209"},"PG3"]
[null,2220415,"Atmos GIGA-I 100/390-30/4-S1","Pump",null,{"v":15870,"d":"15,870"},"PG3"]
[null,2220411,"Atmos GIGA-I 100/390-37/4-P6-S1","Pump",null,{"v":30928,"d":"30,928"},"PG3"]
[null,2220407,"Atmos GIGA-I 100/400-37/4-P6-S1","Pump",null,{"v":32112,"d":"32,112"},"PG3"]
[null,2220403,"Atmos GIGA-I 100/400-45/4-P6-S1","Pump",null,{"v":23159,"d":"23,159"},"PG3"]
[null,2222625,"Atmos GIGA-I 125/130-1,5/4-S1","Pump",null,{"v":4429,"d":"4,429"},"PG3"]
[null,2219095,"Atmos GIGA-I 125/140-2,2/4-S1","Pump",null,{"v":5750,"d":"5,750"},"PG3"]
[null,2219093,"Atmos GIGA-I 125/150-3/4-S1","Pump",null,{"v":5790,"d":"5,790"},"PG3"]
[null,2219091,"Atmos GIGA-I 125/160-4/4-S1","Pump",null,{"v":5758,"d":"5,758"},"PG3"]
[null,2220303,"Atmos GIGA-I 125/180-4/4-S1","Pump",null,{"v":5649,"d":"5,649"},"PG3"]
[null,2220301,"Atmos GIGA-I 125/190-5,5/4-S1","Pump",null,{"v":6245,"d":"6,245"},"PG3"]
[null,2220299,"Atmos GIGA-I 125/200-7,5/4-S1","Pump",null,{"v":6380,"d":"6,380"},"PG3"]
[null,2218503,"Atmos GIGA-I 125/220-5,5/4-S1","Pump",null,{"v":7636,"d":"7,636"},"PG3"]
[null,2218501,"Atmos GIGA-I 125/230-5,5/4-S1","Pump",null,{"v":7412,"d":"7,412"},"PG3"]
[null,2218499,"Atmos GIGA-I 125/230-7,5/4-S1","Pump",null,{"v":7672,"d":"7,672"},"PG3"]
[null,2218497,"Atmos GIGA-I 125/240-7,5/4-S1","Pump",null,{"v":7284,"d":"7,284"},"PG3"]
[null,2218495,"Atmos GIGA-I 125/240-11/4-S1","Pump",null,{"v":8024,"d":"8,024"},"PG3"]
[null,2218493,"Atmos GIGA-I 125/250-11/4-S1","Pump",null,{"v":7871,"d":"7,871"},"PG3"]
[null,2218491,"Atmos GIGA-I 125/250-15/4-S1","Pump",null,{"v":16232,"d":"16,232"},"PG3"]
[null,2218531,"Atmos GIGA-I 125/285-15/4-S1","Pump",null,{"v":9057,"d":"9,057"},"PG3"]
[null,2218529,"Atmos GIGA-I 125/295-15/4-S1","Pump",null,{"v":8534,"d":"8,534"},"PG3"]
[null,2218527,"Atmos GIGA-I 125/295-18,5/4-S1","Pump",null,{"v":16897,"d":"16,897"},"PG3"]
[null,2218525,"Atmos GIGA-I 125/305-18,5/4-S1","Pump",null,{"v":16808,"d":"16,808"},"PG3"]
[null,2218523,"Atmos GIGA-I 125/305-22/4-S1","Pump",null,{"v":10693,"d":"10,693"},"PG3"]
[null,2218521,"Atmos GIGA-I 125/315-22/4-S1","Pump",null,{"v":10582,"d":"10,582"},"PG3"]
[null,2218519,"Atmos GIGA-I 125/315-30/4-S1","Pump",null,{"v":10861,"d":"10,861"},"PG3"]
[null,2220453,"Atmos GIGA-I 125/380-30/4-S1","Pump",null,{"v":19169,"d":"19,169"},"PG3"]
[null,2220449,"Atmos GIGA-I 125/380-37/4-P6-S1","Pump",null,{"v":32391,"d":"32,391"},"PG3"]
[null,2220445,"Atmos GIGA-I 125/390-37/4-P6-S1","Pump",null,{"v":32105,"d":"32,105"},"PG3"]
[null,2220441,"Atmos GIGA-I 125/390-45/4-P6-S1","Pump",null,{"v":23154,"d":"23,154"},"PG3"]
[null,2220437,"Atmos GIGA-I 125/400-45/4-P6-S1","Pump",null,{"v":23169,"d":"23,169"},"PG3"]
[null,2220433,"Atmos GIGA-I 125/400-55/4-P6-S1","Pump",null,{"v":28767,"d":"28,767"},"PG3"]
[null,2219113,"Atmos GIGA-I 150/170-5,5/4-S1","Pump",null,{"v":6937,"d":"6,937"},"PG3"]
[null,2219111,"Atmos GIGA-I 150/180-7,5/4-S1","Pump",null,{"v":7195,"d":"7,195"},"PG3"]
[null,2219109,"Atmos GIGA-I 150/190-11/4-S1","Pump",null,{"v":7463,"d":"7,463"},"PG3"]
[null,2219107,"Atmos GIGA-I 150/200-11/4-S1","Pump",null,{"v":7586,"d":"7,586"},"PG3"]
[null,2219105,"Atmos GIGA-I 150/200-15/4-S1","Pump",null,{"v":15947,"d":"15,947"},"PG3"]
[null,2218517,"Atmos GIGA-I 150/220-11/4-S1","Pump",null,{"v":16600,"d":"16,600"},"PG3"]
[null,2218515,"Atmos GIGA-I 150/230-11/4-S1","Pump",null,{"v":16395,"d":"16,395"},"PG3"]
[null,2218513,"Atmos GIGA-I 150/230-15/4-S1","Pump",null,{"v":10279,"d":"10,279"},"PG3"]
[null,2218511,"Atmos GIGA-I 150/240-15/4-S1","Pump",null,{"v":10187,"d":"10,187"},"PG3"]
[null,2218509,"Atmos GIGA-I 150/240-18,5/4-S1","Pump",null,{"v":10458,"d":"10,458"},"PG3"]
[null,2218507,"Atmos GIGA-I 150/250-18,5/4-S1","Pump",null,{"v":10454,"d":"10,454"},"PG3"]
[null,2218505,"Atmos GIGA-I 150/250-22/4-S1","Pump",null,{"v":11550,"d":"11,550"},"PG3"]
[null,2219151,"Atmos GIGA-I 150/275-15/4-S1","Pump",null,{"v":19145,"d":"19,145"},"PG3"]
[null,2219149,"Atmos GIGA-I 150/275-18,5/4-S1","Pump",null,{"v":12976,"d":"12,976"},"PG3"]
[null,2219147,"Atmos GIGA-I 150/285-18,5/4-S1","Pump",null,{"v":12853,"d":"12,853"},"PG3"]
[null,2219145,"Atmos GIGA-I 150/285-22/4-S1","Pump",null,{"v":13132,"d":"13,132"},"PG3"]
[null,2219143,"Atmos GIGA-I 150/295-30/4-S1","Pump",null,{"v":14764,"d":"14,764"},"PG3"]
[null,2219141,"Atmos GIGA-I 150/305-30/4-S1","Pump",null,{"v":14600,"d":"14,600"},"PG3"]
[null,2219139,"Atmos GIGA-I 150/305-37/4-P6-S1","Pump",null,{"v":29448,"d":"29,448"},"PG3"]
[null,2219137,"Atmos GIGA-I 150/315-37/4-P6-S1","Pump",null,{"v":29273,"d":"29,273"},"PG3"]
[null,2219135,"Atmos GIGA-I 150/315-45/4-P6-S1","Pump",null,{"v":20340,"d":"20,340"},"PG3"]
[null,2220503,"Atmos GIGA-I 150/360-30/4-S1","Pump",null,{"v":17227,"d":"17,227"},"PG3"]
[null,2220499,"Atmos GIGA-I 150/360-37/4-P6-S1","Pump",null,{"v":31110,"d":"31,110"},"PG3"]
[null,2220495,"Atmos GIGA-I 150/370-37/4-P6-S1","Pump",null,{"v":30602,"d":"30,602"},"PG3"]
[null,2220491,"Atmos GIGA-I 150/370-45/4-P6-S1","Pump",null,{"v":21665,"d":"21,665"},"PG3"]
[null,2220487,"Atmos GIGA-I 150/380-45/4-P6-S1","Pump",null,{"v":21192,"d":"21,192"},"PG3"]
[null,2220483,"Atmos GIGA-I 150/380-55/4-P6-S1","Pump",null,{"v":27966,"d":"27,966"},"PG3"]
[null,2220479,"Atmos GIGA-I 150/390-55/4-P6-S1","Pump",null,{"v":27783,"d":"27,783"},"PG3"]
[null,2220521,"Atmos GIGA-I 200/180-7,5/4-S1","Pump",null,{"v":8782,"d":"8,782"},"PG3"]
[null,2220519,"Atmos GIGA-I 200/190-11/4-S1","Pump",null,{"v":9232,"d":"9,232"},"PG3"]
[null,2220517,"Atmos GIGA-I 200/200-15/4-S1","Pump",null,{"v":17431,"d":"17,431"},"PG3"]
[null,2220315,"Atmos GIGA-I 200/210-11/4-S1","Pump",null,{"v":11316,"d":"11,316"},"PG3"]
[null,2220313,"Atmos GIGA-I 200/220-15/4-S1","Pump",null,{"v":18800,"d":"18,800"},"PG3"]
[null,2220311,"Atmos GIGA-I 200/230-18,5/4-S1","Pump",null,{"v":12745,"d":"12,745"},"PG3"]
[null,2220309,"Atmos GIGA-I 200/240-22/4-S1","Pump",null,{"v":12992,"d":"12,992"},"PG3"]
[null,2220307,"Atmos GIGA-I 200/250-22/4-S1","Pump",null,{"v":12961,"d":"12,961"},"PG3"]
[null,2220305,"Atmos GIGA-I 200/250-30/4-S1","Pump",null,{"v":14579,"d":"14,579"},"PG3"]
[null,2218549,"Atmos GIGA-I 200/275-22/4-S1","Pump",null,{"v":13916,"d":"13,916"},"PG3"]
[null,2218547,"Atmos GIGA-I 200/285-22/4-S1","Pump",null,{"v":13237,"d":"13,237"},"PG3"]
[null,2218545,"Atmos GIGA-I 200/285-30/4-S1","Pump",null,{"v":15090,"d":"15,090"},"PG3"]
[null,2218543,"Atmos GIGA-I 200/295-30/4-S1","Pump",null,{"v":15168,"d":"15,168"},"PG3"]
[null,2218541,"Atmos GIGA-I 200/295-37/4-P6-S1","Pump",null,{"v":29981,"d":"29,981"},"PG3"]
[null,2218539,"Atmos GIGA-I 200/305-37/4-P6-S1","Pump",null,{"v":29717,"d":"29,717"},"PG3"]
[null,2218537,"Atmos GIGA-I 200/305-45/4-P6-S1","Pump",null,{"v":20780,"d":"20,780"},"PG3"]
[null,2218535,"Atmos GIGA-I 200/315-45/4-P6-S1","Pump",null,{"v":20530,"d":"20,530"},"PG3"]
[null,2218533,"Atmos GIGA-I 200/315-55/4-P6-S1","Pump",null,{"v":27271,"d":"27,271"},"PG3"]
[null,2220567,"Atmos GIGA-I 200/360-37/4-P6-S1","Pump",null,{"v":32361,"d":"32,361"},"PG3"]
[null,2220563,"Atmos GIGA-I 200/360-45/4-P6-S1","Pump",null,{"v":24936,"d":"24,936"},"PG3"]
[null,2220559,"Atmos GIGA-I 200/370-45/4-P6-S1","Pump",null,{"v":23250,"d":"23,250"},"PG3"]
[null,2220555,"Atmos GIGA-I 200/370-55/4-P6-S1","Pump",null,{"v":31468,"d":"31,468"},"PG3"]
[null,2220551,"Atmos GIGA-I 200/380-55/4-P6-S1","Pump",null,{"v":30160,"d":"30,160"},"PG3"]
[null,2219023,"Atmos GIGA-I 32/130-1,5/2-S1","Pump",null,{"v":3671,"d":"3,671"},"PG3"]
[null,2219021,"Atmos GIGA-I 32/140-2,2/2-S1","Pump",null,{"v":3682,"d":"3,682"},"PG3"]
[null,2219019,"Atmos GIGA-I 32/150-3/2-S1","Pump",null,{"v":3822,"d":"3,822"},"PG3"]
[null,2219017,"Atmos GIGA-I 32/160-4/2-S1","Pump",null,{"v":3945,"d":"3,945"},"PG3"]
[null,2222627,"Atmos GIGA-I 40/130-2,2/2-S1","Pump",null,{"v":3726,"d":"3,726"},"PG3"]
[null,2219769,"Atmos GIGA-I 40/140-3/2-S1","Pump",null,{"v":3850,"d":"3,850"},"PG3"]
[null,2220087,"Atmos GIGA-I 40/150-4/2-S1","Pump",null,{"v":3985,"d":"3,985"},"PG3"]
[null,2220085,"Atmos GIGA-I 40/160-5,5/2-S1","Pump",null,{"v":5200,"d":"5,200"},"PG3"]
[null,2220093,"Atmos GIGA-I 40/200-7,5/2-S1","Pump",null,{"v":5026,"d":"5,026"},"PG3"]
[null,2222631,"Atmos GIGA-I 40/210-11/2-S1","Pump",null,{"v":5747,"d":"5,747"},"PG3"]
[null,2222629,"Atmos GIGA-I 50/85-1,5/2-S1","Pump",null,{"v":3427,"d":"3,427"},"PG3"]
[null,2220113,"Atmos GIGA-I 50/95-2,2/2-S1","Pump",null,{"v":3555,"d":"3,555"},"PG3"]
[null,2220111,"Atmos GIGA-I 50/105-3/2-S1","Pump",null,{"v":3681,"d":"3,681"},"PG3"]
[null,2220109,"Atmos GIGA-I 50/115-4/2-S1","Pump",null,{"v":3881,"d":"3,881"},"PG3"]
[null,2220107,"Atmos GIGA-I 50/125-4/2-S1","Pump",null,{"v":3841,"d":"3,841"},"PG3"]
[null,2220105,"Atmos GIGA-I 50/125-5,5/2-S1","Pump",null,{"v":4739,"d":"4,739"},"PG3"]
[null,2220129,"Atmos GIGA-I 50/130-4/2-S1","Pump",null,{"v":4188,"d":"4,188"},"PG3"]
[null,2220127,"Atmos GIGA-I 50/140-5,5/2-S1","Pump",null,{"v":5275,"d":"5,275"},"PG3"]
[null,2220125,"Atmos GIGA-I 50/150-7,5/2-S1","Pump",null,{"v":5419,"d":"5,419"},"PG3"]
[null,2220123,"Atmos GIGA-I 50/160-7,5/2-S1","Pump",null,{"v":5385,"d":"5,385"},"PG3"]
[null,2220121,"Atmos GIGA-I 50/160-11/2-S1","Pump",null,{"v":5711,"d":"5,711"},"PG3"]
[null,2222599,"Atmos GIGA-I 50/180-7,5/2-S1","Pump",null,{"v":5326,"d":"5,326"},"PG3"]
[null,2220143,"Atmos GIGA-I 50/190-11/2-S1","Pump",null,{"v":5788,"d":"5,788"},"PG3"]
[null,2220141,"Atmos GIGA-I 50/200-11/2-S1","Pump",null,{"v":5800,"d":"5,800"},"PG3"]
[null,2220139,"Atmos GIGA-I 50/200-15/2-S1","Pump",null,{"v":6747,"d":"6,747"},"PG3"]
[null,2220161,"Atmos GIGA-I 50/220-15/2-S1","Pump",null,{"v":7230,"d":"7,230"},"PG3"]
[null,2220159,"Atmos GIGA-I 50/230-18,5/2-S1","Pump",null,{"v":7300,"d":"7,300"},"PG3"]
[null,2220157,"Atmos GIGA-I 50/240-18,5/2-S1","Pump",null,{"v":7180,"d":"7,180"},"PG3"]
[null,2220155,"Atmos GIGA-I 50/240-22/2-S1","Pump",null,{"v":8475,"d":"8,475"},"PG3"]
[null,2220153,"Atmos GIGA-I 50/250-22/2-S1","Pump",null,{"v":8493,"d":"8,493"},"PG3"]
[null,2220151,"Atmos GIGA-I 50/250-30/2-S1","Pump",null,{"v":8359,"d":"8,359"},"PG3"]
[null,2219041,"Atmos GIGA-I 65/95-3/2-S1","Pump",null,{"v":3701,"d":"3,701"},"PG3"]
[null,2219039,"Atmos GIGA-I 65/105-4/2-S1","Pump",null,{"v":3890,"d":"3,890"},"PG3"]
[null,2219037,"Atmos GIGA-I 65/115-5,5/2-S1","Pump",null,{"v":4789,"d":"4,789"},"PG3"]
[null,2219035,"Atmos GIGA-I 65/125-7,5/2-S1","Pump",null,{"v":5043,"d":"5,043"},"PG3"]
[null,2220173,"Atmos GIGA-I 65/130-5,5/2-S1","Pump",null,{"v":5375,"d":"5,375"},"PG3"]
[null,2220171,"Atmos GIGA-I 65/140-7,5/2-S1","Pump",null,{"v":5504,"d":"5,504"},"PG3"]
[null,2220169,"Atmos GIGA-I 65/150-11/2-S1","Pump",null,{"v":5654,"d":"5,654"},"PG3"]
[null,2222613,"Atmos GIGA-I 65/160-15/2-S1","Pump",null,{"v":6713,"d":"6,713"},"PG3"]
[null,2220189,"Atmos GIGA-I 65/180-15/2-S1","Pump",null,{"v":6894,"d":"6,894"},"PG3"]
[null,2222623,"Atmos GIGA-I 65/190-15/2-S1","Pump",null,{"v":6849,"d":"6,849"},"PG3"]
[null,2220187,"Atmos GIGA-I 65/190-18,5/2-S1","Pump",null,{"v":7005,"d":"7,005"},"PG3"]
[null,2220185,"Atmos GIGA-I 65/200-18,5/2-S1","Pump",null,{"v":6970,"d":"6,970"},"PG3"]
[null,2220183,"Atmos GIGA-I 65/200-22/2-S1","Pump",null,{"v":8263,"d":"8,263"},"PG3"]
[null,2220201,"Atmos GIGA-I 65/230-18,5/2-S1","Pump",null,{"v":7372,"d":"7,372"},"PG3"]
[null,2220199,"Atmos GIGA-I 65/230-22/2-S1","Pump",null,{"v":8664,"d":"8,664"},"PG3"]
[null,2220197,"Atmos GIGA-I 65/240-30/2-S1","Pump",null,{"v":8443,"d":"8,443"},"PG3"]
[null,2220195,"Atmos GIGA-I 65/250-30/2-S1","Pump",null,{"v":8461,"d":"8,461"},"PG3"]
[null,2220193,"Atmos GIGA-I 65/250-37/2-S1","Pump",null,{"v":10143,"d":"10,143"},"PG3"]
[null,2222601,"Atmos GIGA-I 80/85-3/2-S1","Pump",null,{"v":3722,"d":"3,722"},"PG3"]
[null,2220225,"Atmos GIGA-I 80/95-4/2-S1","Pump",null,{"v":4035,"d":"4,035"},"PG3"]
[null,2220223,"Atmos GIGA-I 80/105-5,5/2-S1","Pump",null,{"v":4957,"d":"4,957"},"PG3"]
[null,2220221,"Atmos GIGA-I 80/115-7,5/2-S1","Pump",null,{"v":5105,"d":"5,105"},"PG3"]
[null,2220219,"Atmos GIGA-I 80/125-11/2-S1","Pump",null,{"v":5379,"d":"5,379"},"PG3"]
[null,2222609,"Atmos GIGA-I 80/120-7,5/2-S1","Pump",null,{"v":5578,"d":"5,578"},"PG3"]
[null,2220239,"Atmos GIGA-I 80/130-11/2-S1","Pump",null,{"v":5724,"d":"5,724"},"PG3"]
[null,2220237,"Atmos GIGA-I 80/140-15/2-S1","Pump",null,{"v":6625,"d":"6,625"},"PG3"]
[null,2220235,"Atmos GIGA-I 80/150-15/2-S1","Pump",null,{"v":6608,"d":"6,608"},"PG3"]
[null,2220233,"Atmos GIGA-I 80/150-18,5/2-S1","Pump",null,{"v":6777,"d":"6,777"},"PG3"]
[null,2222607,"Atmos GIGA-I 80/160-18,5/2-S1","Pump",null,{"v":6765,"d":"6,765"},"PG3"]
[null,2222605,"Atmos GIGA-I 80/160-22/2-S1","Pump",null,{"v":8064,"d":"8,064"},"PG3"]
[null,2220253,"Atmos GIGA-I 80/165-15/2-S1","Pump",null,{"v":7153,"d":"7,153"},"PG3"]
[null,2220251,"Atmos GIGA-I 80/165-18,5/2-S1","Pump",null,{"v":7307,"d":"7,307"},"PG3"]
[null,2220249,"Atmos GIGA-I 80/170-18,5/2-S1","Pump",null,{"v":7308,"d":"7,308"},"PG3"]
[null,2220247,"Atmos GIGA-I 80/170-22/2-S1","Pump",null,{"v":8601,"d":"8,601"},"PG3"]
[null,2220245,"Atmos GIGA-I 80/180-30/2-S1","Pump",null,{"v":8343,"d":"8,343"},"PG3"]
[null,2220243,"Atmos GIGA-I 80/190-30/2-S1","Pump",null,{"v":8264,"d":"8,264"},"PG3"]
[null,2220241,"Atmos GIGA-I 80/190-37/2-S1","Pump",null,{"v":9946,"d":"9,946"},"PG3"]
[null,2219067,"Atmos GIGA-I 100/120-11/2-S1","Pump",null,{"v":6341,"d":"6,341"},"PG3"]
[null,2219065,"Atmos GIGA-I 100/130-15/2-S1","Pump",null,{"v":7182,"d":"7,182"},"PG3"]
[null,2219063,"Atmos GIGA-I 100/140-18,5/2-S1","Pump",null,{"v":7216,"d":"7,216"},"PG3"]
[null,2219061,"Atmos GIGA-I 100/150-22/2-S1","Pump",null,{"v":8579,"d":"8,579"},"PG3"]
[null,2219059,"Atmos GIGA-I 100/160-22/2-S1","Pump",null,{"v":8411,"d":"8,411"},"PG3"]
[null,2219057,"Atmos GIGA-I 100/160-30/2-S1","Pump",null,{"v":8258,"d":"8,258"},"PG3"]
[null,2219089,"Atmos GIGA-I 100/165-22/2-S1","Pump",null,{"v":9683,"d":"9,683"},"PG3"]
[null,2219087,"Atmos GIGA-I 100/170-30/2-S1","Pump",null,{"v":9295,"d":"9,295"},"PG3"]
[null,2219763,"Atmos GIGA-I 100/180-30/2-S1","Pump",null,{"v":9222,"d":"9,222"},"PG3"]
[null,2219085,"Atmos GIGA-I 100/180-37/2-S1","Pump",null,{"v":10895,"d":"10,895"},"PG3"]
[null,2219103,"Atmos GIGA-I 125/130-15/2-S1","Pump",null,{"v":8076,"d":"8,076"},"PG3"]
[null,2219101,"Atmos GIGA-I 125/140-18,5/2-S1","Pump",null,{"v":8365,"d":"8,365"},"PG3"]
[null,2219099,"Atmos GIGA-I 125/150-22/2-S1","Pump",null,{"v":9523,"d":"9,523"},"PG3"]
[null,2219097,"Atmos GIGA-I 125/160-30/2-S1","Pump",null,{"v":9301,"d":"9,301"},"PG3"]
[null,2220295,"Atmos GIGA-I 125/170-37/2-S1","Pump",null,{"v":11005,"d":"11,005"},"PG3"]
[null,2225914,"Yonos Maxo-D 30/0.5-7","Pump",null,{"v":1883,"d":"1,883"},"PG2"]
[null,2225915,"Yonos Maxo-D 30/0.5-10","Pump",null,{"v":2033,"d":"2,033"},"PG2"]
[null,2222240,"Stratos Maxo 40/0,5-10 PN6/10-R7","Pump",null,{"v":1783,"d":"1,783"},"PG17"]
[null,2222245,"Stratos Maxo 50/0,5-10 PN6/10-R7","Pump",null,{"v":2341,"d":"2,341"},"PG17"]
[null,2225292,"Atmos GIGA-D 40/190-0,75/4","Pump",null,7834,"PG3"]
[null,2225290,"Atmos GIGA-D 40/200-1,1/4","Pump",null,6977,"PG3"]
[null,2225470,"Atmos GIGA-D 100/130-1,1/4","Pump",null,9271,"PG3"]
[null,2225468,"Atmos GIGA-D 100/140-1,5/4","Pump",null,9763,"PG3"]
[null,2225466,"Atmos GIGA-D 100/150-2,2/4","Pump",null,9767,"PG3"]
[null,2225464,"Atmos GIGA-D 100/160-3/4","Pump",null,9712,"PG3"]
[null,2225510,"Atmos GIGA-D 100/230-5,5/4","Pump",null,14041,"PG3"]
[null,2225508,"Atmos GIGA-D 100/240-5,5/4","Pump",null,13416,"PG3"]
[null,2225506,"Atmos GIGA-D 100/240-7,5/4","Pump",null,13907,"PG3"]
[null,2225504,"Atmos GIGA-D 100/250-7,5/4","Pump",null,14073,"PG3"]
[null,2225502,"Atmos GIGA-D 100/250-11/4","Pump",null,15564,"PG3"]
[null,2225534,"Atmos GIGA-D 125/180-4/4","Pump",null,12168,"PG3"]
[null,2225532,"Atmos GIGA-D 125/190-5,5/4","Pump",null,13618,"PG3"]
[null,2225530,"Atmos GIGA-D 125/200-7,5/4","Pump",null,13866,"PG3"]
[null,2225548,"Atmos GIGA-D 125/220-5,5/4","Pump",null,16058,"PG3"]
[null,2225546,"Atmos GIGA-D 125/230-5,5/4","Pump",null,15611,"PG3"]
[null,2225544,"Atmos GIGA-D 125/230-7,5/4","Pump",null,16130,"PG3"]
[null,2225542,"Atmos GIGA-D 125/240-7,5/4","Pump",null,15356,"PG3"]
[null,2225540,"Atmos GIGA-D 125/240-11/4","Pump",null,16847,"PG3"]
[null,2225538,"Atmos GIGA-D 125/250-11/4","Pump",null,16541,"PG3"]
[null,2225536,"Atmos GIGA-D 125/250-15/4","Pump",null,18594,"PG3"]
[null,2225586,"Atmos GIGA-D 150/220-11/4","Pump",null,18319,"PG3"]
[null,2225584,"Atmos GIGA-D 150/230-11/4","Pump",null,17908,"PG3"]
[null,2225582,"Atmos GIGA-D 150/230-15/4","Pump",null,19973,"PG3"]
[null,2225580,"Atmos GIGA-D 150/240-15/4","Pump",null,19789,"PG3"]
[null,2225578,"Atmos GIGA-D 150/240-18,5/4","Pump",null,22406,"PG3"]
[null,2225576,"Atmos GIGA-D 150/250-18,5/4","Pump",null,22397,"PG3"]
[null,2225574,"Atmos GIGA-D 150/250-22/4","Pump",null,22956,"PG3"]
[null,2225610,"Atmos GIGA-D 150/275-15/4","Pump",null,26335,"PG3"]
[null,2225608,"Atmos GIGA-D 150/275-18,5/4","Pump",null,28625,"PG3"]
[null,2225606,"Atmos GIGA-D 150/285-18,5/4","Pump",null,28377,"PG3"]
[null,2225604,"Atmos GIGA-D 150/285-22/4","Pump",null,28936,"PG3"]
[null,2225602,"Atmos GIGA-D 150/295-30/4","Pump",null,31521,"PG3"]
[null,2225600,"Atmos GIGA-D 150/305-30/4","Pump",null,31195,"PG3"]
[null,2225596,"Atmos GIGA-D 150/305-37/4-P6","Pump",null,59753,"PG3"]
[null,2225598,"Atmos GIGA-D 150/305-37/4","Pump",null,53966,"PG3"]
[null,2225592,"Atmos GIGA-D 150/315-37/4-P6","Pump",null,59403,"PG3"]
[null,2225594,"Atmos GIGA-D 150/315-37/4","Pump",null,53616,"PG3"]
[null,2225588,"Atmos GIGA-D 150/315-45/4-P6","Pump",null,41588,"PG3"]
[null,2225590,"Atmos GIGA-D 150/315-45/4","Pump",null,35802,"PG3"]
[null,2225650,"Atmos GIGA-D 200/275-22/4","Pump",null,28892,"PG3"]
[null,2225646,"Atmos GIGA-D 200/285-30/4","Pump",null,30537,"PG3"]
[null,2225644,"Atmos GIGA-D 200/295-30/4","Pump",null,30693,"PG3"]
[null,2225640,"Atmos GIGA-D 200/295-37/4-P6","Pump",null,59260,"PG3"]
[null,2225642,"Atmos GIGA-D 200/295-37/4","Pump",null,53474,"PG3"]
[null,2225636,"Atmos GIGA-D 200/305-37/4-P6","Pump",null,58732,"PG3"]
[null,2225638,"Atmos GIGA-D 200/305-37/4","Pump",null,52946,"PG3"]
[null,2225632,"Atmos GIGA-D 200/305-45/4-P6","Pump",null,40910,"PG3"]
[null,2225634,"Atmos GIGA-D 200/305-45/4","Pump",null,35124,"PG3"]
[null,2225628,"Atmos GIGA-D 200/315-45/4-P6","Pump",null,40412,"PG3"]
[null,2225630,"Atmos GIGA-D 200/315-45/4","Pump",null,34626,"PG3"]
[null,2225624,"Atmos GIGA-D 200/315-55/4-P6","Pump",null,53841,"PG3"]
[null,2225626,"Atmos GIGA-D 200/315-55/4","Pump",null,47805,"PG3"]
[null,2225482,"Atmos GIGA-D 100/120-11/2","Pump",null,13160,"PG3"]
[null,2225480,"Atmos GIGA-D 100/130-15/2","Pump",null,14841,"PG3"]
[null,2225478,"Atmos GIGA-D 100/140-18,5/2","Pump",null,14911,"PG3"]
[null,2225476,"Atmos GIGA-D 100/150-22/2","Pump",null,17639,"PG3"]
[null,2225474,"Atmos GIGA-D 100/160-22/2","Pump",null,17304,"PG3"]
[null,2225472,"Atmos GIGA-D 100/160-30/2","Pump",null,16998,"PG3"]
[null,2225293,"Atmos GIGA-D 40/190-0,75/4-S1","Pump",null,8215,"PG3"]
[null,2225291,"Atmos GIGA-D 40/200-1,1/4-S1","Pump",null,7358,"PG3"]
[null,2225471,"Atmos GIGA-D 100/130-1,1/4-S1","Pump",null,9988,"PG3"]
[null,2225469,"Atmos GIGA-D 100/140-1,5/4-S1","Pump",null,10480,"PG3"]
[null,2225467,"Atmos GIGA-D 100/150-2,2/4-S1","Pump",null,10485,"PG3"]
[null,2225465,"Atmos GIGA-D 100/160-3/4-S1","Pump",null,10429,"PG3"]
[null,2225511,"Atmos GIGA-D 100/230-5,5/4-S1","Pump",null,14936,"PG3"]
[null,2225509,"Atmos GIGA-D 100/240-5,5/4-S1","Pump",null,14311,"PG3"]
[null,2225507,"Atmos GIGA-D 100/240-7,5/4-S1","Pump",null,14802,"PG3"]
[null,2225505,"Atmos GIGA-D 100/250-7,5/4-S1","Pump",null,14968,"PG3"]
[null,2225503,"Atmos GIGA-D 100/250-11/4-S1","Pump",null,16459,"PG3"]
[null,2225535,"Atmos GIGA-D 125/180-4/4-S1","Pump",null,12739,"PG3"]
[null,2225533,"Atmos GIGA-D 125/190-5,5/4-S1","Pump",null,14188,"PG3"]
[null,2225531,"Atmos GIGA-D 125/200-7,5/4-S1","Pump",null,14437,"PG3"]
[null,2225549,"Atmos GIGA-D 125/220-5,5/4-S1","Pump",null,16954,"PG3"]
[null,2225547,"Atmos GIGA-D 125/230-5,5/4-S1","Pump",null,16506,"PG3"]
[null,2225545,"Atmos GIGA-D 125/230-7,5/4-S1","Pump",null,17026,"PG3"]
[null,2225543,"Atmos GIGA-D 125/240-7,5/4-S1","Pump",null,16251,"PG3"]
[null,2225541,"Atmos GIGA-D 125/240-11/4-S1","Pump",null,17743,"PG3"]
[null,2225539,"Atmos GIGA-D 125/250-11/4-S1","Pump",null,17436,"PG3"]
[null,2225537,"Atmos GIGA-D 125/250-15/4-S1","Pump",null,19489,"PG3"]
[null,2225587,"Atmos GIGA-D 150/220-11/4-S1","Pump",null,19215,"PG3"]
[null,2225585,"Atmos GIGA-D 150/230-11/4-S1","Pump",null,18804,"PG3"]
[null,2225583,"Atmos GIGA-D 150/230-15/4-S1","Pump",null,20868,"PG3"]
[null,2225581,"Atmos GIGA-D 150/240-15/4-S1","Pump",null,20684,"PG3"]
[null,2225579,"Atmos GIGA-D 150/240-18,5/4-S1","Pump",null,23301,"PG3"]
[null,2225577,"Atmos GIGA-D 150/250-18,5/4-S1","Pump",null,23292,"PG3"]
[null,2225575,"Atmos GIGA-D 150/250-22/4-S1","Pump",null,23851,"PG3"]
[null,2225611,"Atmos GIGA-D 150/275-15/4-S1","Pump",null,26945,"PG3"]
[null,2225609,"Atmos GIGA-D 150/275-18,5/4-S1","Pump",null,29235,"PG3"]
[null,2225607,"Atmos GIGA-D 150/285-18,5/4-S1","Pump",null,28987,"PG3"]
[null,2225605,"Atmos GIGA-D 150/285-22/4-S1","Pump",null,29546,"PG3"]
[null,2225603,"Atmos GIGA-D 150/295-30/4-S1","Pump",null,32131,"PG3"]
[null,2225601,"Atmos GIGA-D 150/305-30/4-S1","Pump",null,31805,"PG3"]
[null,2225597,"Atmos GIGA-D 150/305-37/4-P6-S1","Pump",null,60583,"PG3"]
[null,2225599,"Atmos GIGA-D 150/305-37/4-S1","Pump",null,54576,"PG3"]
[null,2225593,"Atmos GIGA-D 150/315-37/4-P6-S1","Pump",null,60233,"PG3"]
[null,2225595,"Atmos GIGA-D 150/315-37/4-S1","Pump",null,54226,"PG3"]
[null,2225589,"Atmos GIGA-D 150/315-45/4-P6-S1","Pump",null,42418,"PG3"]
[null,2225591,"Atmos GIGA-D 150/315-45/4-S1","Pump",null,36412,"PG3"]
[null,2225651,"Atmos GIGA-D 200/275-22/4-S1","Pump",null,29502,"PG3"]
[null,2225647,"Atmos GIGA-D 200/285-30/4-S1","Pump",null,31147,"PG3"]
[null,2225645,"Atmos GIGA-D 200/295-30/4-S1","Pump",null,31303,"PG3"]
[null,2225641,"Atmos GIGA-D 200/295-37/4-P6-S1","Pump",null,60090,"PG3"]
[null,2225643,"Atmos GIGA-D 200/295-37/4-S1","Pump",null,54084,"PG3"]
[null,2225637,"Atmos GIGA-D 200/305-37/4-P6-S1","Pump",null,59562,"PG3"]
[null,2225639,"Atmos GIGA-D 200/305-37/4-S1","Pump",null,53556,"PG3"]
[null,2225633,"Atmos GIGA-D 200/305-45/4-P6-S1","Pump",null,41740,"PG3"]
[null,2225635,"Atmos GIGA-D 200/305-45/4-S1","Pump",null,35734,"PG3"]
[null,2225629,"Atmos GIGA-D 200/315-45/4-P6-S1","Pump",null,41242,"PG3"]
[null,2225631,"Atmos GIGA-D 200/315-45/4-S1","Pump",null,35235,"PG3"]
[null,2225625,"Atmos GIGA-D 200/315-55/4-P6-S1","Pump",null,54671,"PG3"]
[null,2225627,"Atmos GIGA-D 200/315-55/4-S1","Pump",null,48415,"PG3"]
[null,2225483,"Atmos GIGA-D 100/120-11/2-S1","Pump",null,13878,"PG3"]
[null,2225481,"Atmos GIGA-D 100/130-15/2-S1","Pump",null,15559,"PG3"]
[null,2225479,"Atmos GIGA-D 100/140-18,5/2-S1","Pump",null,15628,"PG3"]
[null,2225477,"Atmos GIGA-D 100/150-22/2-S1","Pump",null,18357,"PG3"]
[null,2225475,"Atmos GIGA-D 100/160-22/2-S1","Pump",null,18021,"PG3"]
[null,2225473,"Atmos GIGA-D 100/160-30/2-S1","Pump",null,17715,"PG3"]
[null,4239730,"Medana CH1-L.1602-1/E/E/10T","Pump",null,1103,"PG6"]
[null,4239783,"Medana CH1-L.1603-1/E/E/10T","Pump",null,1229,"PG6"]
[null,4241310,"Medana CH1-L.1605-1/E/E/10T","Pump",null,1632,"PG6"]
[null,4243625,"Medana CH1-L.1604-1/E/E/10T","Pump",null,1392,"PG6"]
[null,4244239,"Medana CH1-L.1602-2/V/E/10T","Pump",null,1285,"PG6"]
[null,4244240,"Medana CH1-L.1603-2/V/E/10T","Pump",null,1443,"PG6"]
[null,4244241,"Medana CH1-L.1605-2/V/E/10T","Pump",null,1780,"PG6"]
[null,4244242,"Medana CH1-L.1604-2/V/E/10T","Pump",null,1564,"PG6"]
[null,4257628,"Medana CH1-L.1601-1/E/E/10T","Pump",null,1119,"PG6"]