{"text_format":"3","workbook":"xlsx","n_sheets":30,"sheets":["Home","Home RES","Picos","Pico Z","Yonos Maxo","Yonos Maxo D","Yonos Maxo Z","Stratos Maxo","Stratos Maxo D","Stratos Maxo Z","IL","IPL","DL","DPL","Atmos Giga I","Atmos Giga D","Yonos Giga 2.0","Yonos Giga D 2.0","Stratos Giga I 2.0","Stratos Giga D 2.0","ISAR","Si Boost","Si Boost 2.0","Si Boost PC 2.0","Centrum","ISAR Boost 5","T Range","Comfort-Pressurisation","Vessel","Wilo Price List"],"not_rendered":{"images":4,"macros":1,"defined_names":33,"comments":2},"read":"whole","date_system":"1900"}

{"sheet":"Home","index":0,"n_rows":50,"n_cols":16,"rows_kept":50,"merged":[[2,1,3,17],[5,1,5,2],[5,3,5,5],[7,0,9,0],[7,1,7,2],[7,3,7,8],[7,9,7,11],[7,12,7,13],[7,15,9,16],[8,1,9,2],[8,3,9,8],[8,9,9,11],[8,12,9,13],[12,1,13,9],[12,11,13,17],[15,1,17,2],[15,7,17,8],[15,11,17,12],[15,15,17,16],[19,1,21,2],[19,4,21,5],[19,7,21,8],[19,11,21,12],[19,15,21,16],[23,1,25,2],[23,4,25,5],[23,7,25,8],[23,11,25,12],[23,15,25,16],[27,1,28,9],[27,11,28,17],[30,1,32,2],[30,4,32,5],[30,7,32,8],[30,11,32,12],[34,1,36,2],[34,4,36,5],[34,7,36,8],[34,11,36,12],[38,1,39,9],[41,1,43,2],[41,4,43,5],[45,1,47,2],[45,4,47,5]]}
[]
[null,"Valid 01/07/2025"]
[null,"2025 Digital Price Book "]
[]
[]
[null,"Article Number"]
[]
[null,"Article No.",null,"Article description",{"$nulls":5},"List Price ",null,null,"Price group",null,null,"Full Price List"]
[null,{"$f":"IFERROR(VLOOKUP(D6,'Wilo Price List'!B:E,1,FALSE),\"\")","v":""},null,{"$f":"IFERROR(VLOOKUP(D6,'Wilo Price List'!B:E,2,FALSE),\"\")","v":""},{"$nulls":5},{"$f":"IFERROR(VLOOKUP(D6,'Wilo Price List'!B:E,3,FALSE),\"\")","v":""},null,null,{"$f":"IFERROR(VLOOKUP(D6,'Wilo Price List'!B:E,4,FALSE),\"\")","v":""}]
[]
[]
[]
[null,"Glandless Pumps",{"$nulls":9},"Boosting"]
[]
[]
[null,"Pico",{"$nulls":5},"Pico Z",{"$nulls":3},"Booster + Tank",{"$nulls":3},"Centrum"]
[]
[]
[]
[null,"Yonos Maxo",null,null,"Yonos Maxo D",null,null,"Yonos Maxo Z",{"$nulls":3},"ISAR Boost 5",{"$nulls":3},"ISAR Sce"]
[]
[]
[]
[null,"Stratos Maxo",null,null,"Stratos Maxo D",null,null,"Stratos Maxo Z",{"$nulls":3},"SIBOOST SMART 2.0",{"$nulls":3},"SIBOOST PC"]
[]
[]
[]
[null,"Glanded Fixed Speed Pumps",{"$nulls":9},"Pressurisation System"]
[]
[]
[null,"IL",null,null,"IPL",null,null,"Atmos Giga I",{"$nulls":3},"Comfort Pressurisation"]
[]
[]
[]
[null,"DL",null,null,"DPL",null,null,"Atmos Giga D",{"$nulls":3},"Vessel"]
[]
[]
[]
[null,"Glanded VSD Pumps"]
[]
[]
[null,"Yonos Giga2.0 I",null,null,"Stratos Giga2.0 D"]
[]
[]
[]
[null,"Yonos Giga2.0 I",null,null,"Stratos Giga2.0 D"]
[]
[]
[]
[null,"THIS PRICE LIST IS CORRECT AT TIME OF PRINT AND SUBJECT TO CHANGE"]

{"sheet":"Home RES","index":1,"n_rows":45,"n_cols":16,"rows_kept":45,"hidden":true,"merged":[[1,1,2,17],[4,1,4,2],[4,3,4,5],[6,0,8,0],[6,1,6,2],[6,3,6,5],[6,6,6,8],[6,9,6,11],[6,12,6,13],[6,15,8,16],[7,1,8,2],[7,3,8,5],[7,6,8,8],[7,9,8,11],[7,12,8,13],[11,1,12,9],[11,11,12,17],[14,1,16,2],[14,4,16,5],[14,7,16,8],[14,11,16,12],[14,14,16,15],[18,1,20,2],[18,4,20,5],[18,7,20,8],[18,11,20,12],[22,1,24,2],[22,4,24,5],[22,7,24,8],[22,11,24,12],[26,1,27,9],[26,11,27,17],[29,1,31,2],[29,4,31,5],[29,11,31,12],[33,1,35,2],[33,4,35,5],[33,11,35,12],[37,1,38,9],[40,1,42,2],[40,4,42,5],[40,7,42,8],[44,1,46,2],[44,4,46,5],[44,7,46,8]]}
["Valid 01/01/2023"]
[null,"2023 Digital Price Book "]
[]
[]
[null,"Article Number"]
[]
[null,"Article No.",null,"Article description",null,null,"Product range",null,null,"List Price ",null,null,"Price group",null,null,"Full Price List"]
[null,{"$f":"IFERROR(VLOOKUP(D5,'Wilo Price List'!B:E,1,FALSE),\"\")","v":""},null,{"$f":"IFERROR(VLOOKUP(D5,'Wilo Price List'!B:E,2,FALSE),\"\")","v":""},null,null,{"$f":"IFERROR(VLOOKUP(D5,'Wilo Price List'!B:E,4,FALSE),\"\")","v":""},null,null,{"$f":"IFERROR(VLOOKUP(D5,'Wilo Price List'!B:E,5,FALSE),\"\")","v":""},null,null,{"$f":"IFERROR(VLOOKUP(D5,'Wilo Price List'!B:E,6,FALSE),\"\")","v":""}]
[]
[]
[]
[null,"Glandless Pumps",{"$nulls":9},"Boosting"]
[]
[]
[null,"Pico",null,null,"Top Z",null,null,"SB ",{"$nulls":3},"ISAR Sce"]
[]
[]
[]
[null,"Yonos Maxo",null,null,"Yonos Maxo D",null,null,"Yonos Maxo Z",{"$nulls":3},"SIBOOST SMART "]
[]
[]
[]
[null,"Stratos Maxo / R7",null,null,"Stratos Maxo D / R7",null,null,"Stratos Maxo Z",{"$nulls":3},"Booster + Tank"]
[]
[]
[]
[null,"Glanded Fixed Speed Pumps",{"$nulls":9},"Pressurisation System"]
[]
[]
[null,"IL",null,null,"IPL",{"$nulls":6},"Comfort Pressurisation"]
[]
[]
[]
[null,"DL",null,null,"DPL",{"$nulls":6},"Vessel"]
[]
[]
[]
[null,"Glanded VSD Pumps"]
[]
[]
[null,"IL-E",null,null,"IP-E",null,null,"Yonos Giga2.0"]
[]
[]
[]
[null,"DL-E",null,null,"DP-E",null,null,"Yonos Giga D 2.0"]

{"sheet":"Picos","index":2,"n_rows":46,"n_cols":9,"rows_kept":46,"merged":[[1,1,2,6]]}
[]
[null,"Pico ",{"$nulls":6},"Home"]
[]
[]
[null,"Article No. \n(or variant)","Article description","Type \n(Pump / Accessory / Spare Part / Addon / Service)","Product range","List Price","Price group"]
[null,"Yonos Pico"]
[null,4215511,"YONOS PICO 15/1-4-(ROW)","1 Pump","Yonos PICO",{"$f":"VLOOKUP(B7,'Wilo Price List'!B:E,3,FALSE)","v":{"v":160,"d":"£160"}},"PG01"]
[null,4215512,"YONOS PICO 15/1-6-(ROW)","1 Pump","Yonos PICO",{"$f":"VLOOKUP(B8,'Wilo Price List'!B:E,3,FALSE)","v":{"v":162,"d":"£162"}},"PG01"]
[]
[null,4215513,"YONOS PICO 25/1-4-(ROW)","1 Pump","Yonos PICO",{"$f":"VLOOKUP(B10,'Wilo Price List'!B:E,3,FALSE)","v":{"v":383,"d":"£383"}},"PG01"]
[null,4215514,"YONOS PICO 25/1-4-130-(ROW)","1 Pump","Yonos PICO",{"$f":"VLOOKUP(B11,'Wilo Price List'!B:E,3,FALSE)","v":{"v":533,"d":"£533"}},"PG01"]
[null,4215522,"YONOS PICO 25/1-5-130-(ROW)","1 Pump","Yonos PICO",{"$f":"VLOOKUP(B12,'Wilo Price List'!B:E,3,FALSE)","v":{"v":186,"d":"£186"}},"PG01"]
[null,4215515,"YONOS PICO 25/1-6-(ROW)","1 Pump","Yonos PICO",{"$f":"VLOOKUP(B13,'Wilo Price List'!B:E,3,FALSE)","v":{"v":281,"d":"£281"}},"PG01"]
[null,4215516,"YONOS PICO 25/1-6-130-(ROW)","1 Pump","Yonos PICO",{"$f":"VLOOKUP(B14,'Wilo Price List'!B:E,3,FALSE)","v":{"v":201,"d":"£201"}},"PG01"]
[null,4215517,"YONOS PICO 25/1-8-(ROW)","1 Pump","Yonos PICO",{"$f":"VLOOKUP(B15,'Wilo Price List'!B:E,3,FALSE)","v":{"v":250,"d":"£250"}},"PG01"]
[null,4215518,"YONOS PICO 25/1-8-130-(ROW)","1 Pump","Yonos PICO",{"$f":"VLOOKUP(B16,'Wilo Price List'!B:E,3,FALSE)","v":{"v":231,"d":"£231"}},"PG01"]
[]
[null,4215519,"YONOS PICO 30/1-4-(ROW)","1 Pump","Yonos PICO",{"$f":"VLOOKUP(B18,'Wilo Price List'!B:E,3,FALSE)","v":{"v":458,"d":"£458"}},"PG01"]
[null,4215520,"YONOS PICO 30/1-6-(ROW)","1 Pump","Yonos PICO",{"$f":"VLOOKUP(B19,'Wilo Price List'!B:E,3,FALSE)","v":{"v":527,"d":"£527"}},"PG01"]
[null,4215521,"YONOS PICO 30/1-8-(ROW)","1 Pump","Yonos PICO",{"$f":"VLOOKUP(B20,'Wilo Price List'!B:E,3,FALSE)","v":{"v":597,"d":"£597"}},"PG01"]
[null,4224817,"YONOS PICO 40/1-8 (ROW)","1 Pump","Yonos PICO",{"$f":"VLOOKUP(B21,'Wilo Price List'!B:E,3,FALSE)","v":{"v":788,"d":"£788"}},"PG01"]
[]
[null,4230948,"Yonos PICO-D 30/1-6  ","1 Pump","Yonos PICO",{"$f":"VLOOKUP(B23,'Wilo Price List'!B:E,3,FALSE)","v":{"v":1210,"d":"£1,210"}},"PG01"]
[null,4230949,"Yonos PICO-D 30/1-8","1 Pump","Yonos PICO",{"$f":"VLOOKUP(B24,'Wilo Price List'!B:E,3,FALSE)","v":{"v":1418,"d":"£1,418"}},"PG01"]
[null,"Stratos Pico"]
[null,4244390,"Stratos PICO 15/0,5-4","1 Pump","Stratos PICO",{"$f":"VLOOKUP(B26,'Wilo Price List'!B:E,3,FALSE)","v":{"v":416,"d":"£416"}},"PG01"]
[null,4244391,"Stratos PICO 15/0,5-6","1 Pump","Stratos PICO",{"$f":"VLOOKUP(B27,'Wilo Price List'!B:E,3,FALSE)","v":{"v":423,"d":"£423"}},"PG01"]
[null,4244392,"Stratos PICO 15/0,5-8","1 Pump","Stratos PICO",{"$f":"VLOOKUP(B28,'Wilo Price List'!B:E,3,FALSE)","v":{"v":443,"d":"£443"}},"PG01"]
[]
[null,4244393,"Stratos PICO 25/0,5-4","1 Pump","Stratos PICO",{"$f":"VLOOKUP(B30,'Wilo Price List'!B:E,3,FALSE)","v":{"v":435,"d":"£435"}},"PG01"]
[null,4244394,"Stratos PICO 25/0,5-4-130","1 Pump","Stratos PICO",{"$f":"VLOOKUP(B31,'Wilo Price List'!B:E,3,FALSE)","v":{"v":289,"d":"£289"}},"PG01"]
[null,4244395,"Stratos PICO 25/0,5-6-180","1 Pump","Stratos PICO",{"$f":"VLOOKUP(B32,'Wilo Price List'!B:E,3,FALSE)","v":{"v":438,"d":"£438"}},"PG01"]
[null,4244396,"Stratos PICO 25/0,5-6-130","1 Pump","Stratos PICO",{"$f":"VLOOKUP(B33,'Wilo Price List'!B:E,3,FALSE)","v":{"v":304,"d":"£304"}},"PG01"]
[null,4244397,"Stratos PICO 25/0,5-8-180","1 Pump","Stratos PICO",{"$f":"VLOOKUP(B34,'Wilo Price List'!B:E,3,FALSE)","v":{"v":469,"d":"£469"}},"PG01"]
[null,4244398,"Stratos PICO 25/0,5-8-130","1 Pump","Stratos PICO",{"$f":"VLOOKUP(B35,'Wilo Price List'!B:E,3,FALSE)","v":{"v":335,"d":"£335"}},"PG01"]
[]
[null,4244399,"Stratos PICO 30/0,5-4-180","1 Pump","Stratos PICO",{"$f":"VLOOKUP(B37,'Wilo Price List'!B:E,3,FALSE)","v":{"v":449,"d":"£449"}},"PG01"]
[null,4244400,"Stratos PICO 30/0,5-6-180","1 Pump","Stratos PICO",{"$f":"VLOOKUP(B38,'Wilo Price List'!B:E,3,FALSE)","v":{"v":454,"d":"£454"}},"PG01"]
[null,4244401,"Stratos PICO 30/0,5-8-180","1 Pump","Stratos PICO",{"$f":"VLOOKUP(B39,'Wilo Price List'!B:E,3,FALSE)","v":{"v":495,"d":"£495"}},"PG01"]
[]
[null,4244402,"Stratos PICO 25/0,5-6-180-N","1 Pump","Stratos PICO",{"$f":"VLOOKUP(B41,'Wilo Price List'!B:E,3,FALSE)","v":{"v":573,"d":"£573"}},"PG01"]
[null,4244403,"Stratos PICO 25/0,5-4-BT","1 Pump","Stratos PICO",{"$f":"VLOOKUP(B42,'Wilo Price List'!B:E,3,FALSE)","v":{"v":646,"d":"£646"}},"PG01"]
[null,4244404,"Stratos PICO 25/0,5-6-BT","1 Pump","Stratos PICO",{"$f":"VLOOKUP(B43,'Wilo Price List'!B:E,3,FALSE)","v":{"v":667,"d":"£667"}},"PG01"]
[]
[null,4239241,"Smart Connect BT Module","Accessory","Stratos PICO",{"$f":"VLOOKUP(B45,'Wilo Price List'!B:E,3,FALSE)","v":{"v":170,"d":"£170"}},"PG14"]
[null,4257834,"Connect Module BMS","Accessory","Stratos PICO",{"$f":"VLOOKUP(B46,'Wilo Price List'!B:E,3,FALSE)","v":{"v":253,"d":"£253"}},"PG14"]

{"sheet":"Pico Z","index":3,"n_rows":26,"n_cols":9,"rows_kept":26,"merged":[[1,1,2,6]]}
[]
[null,"Pico Z",{"$nulls":6},"Home"]
[]
[]
[null,"Article No. \n(or variant)","Article description","Type ","Product range","List Price","Price group"]
[null,"Yonos Pico"]
[null,4255410,"Yonos PICO-Z 15/0.5-4 130","1 Pump","Yonos PICO",{"$f":"VLOOKUP(B7,'Wilo Price List'!B:E,3,FALSE)","v":{"v":282,"d":"£282"}},"PG01"]
[null,4255411,"Yonos PICO-Z 15/0.5-4 140","1 Pump","Yonos PICO",{"$f":"VLOOKUP(B8,'Wilo Price List'!B:E,3,FALSE)","v":{"v":285,"d":"£285"}},"PG01"]
[]
[null,4255412,"Yonos PICO-Z 20/0.5-4 150","1 Pump","Yonos PICO",{"$f":"VLOOKUP(B10,'Wilo Price List'!B:E,3,FALSE)","v":{"v":285,"d":"£285"}},"PG01"]
[null,4255413,"Yonos PICO-Z 20/0.5-6 150","1 Pump","Yonos PICO",{"$f":"VLOOKUP(B11,'Wilo Price List'!B:E,3,FALSE)","v":{"v":286,"d":"£286"}},"PG01"]
[null,4255414,"Yonos PICO-Z 20/0.5-8 150","1 Pump","Yonos PICO",{"$f":"VLOOKUP(B12,'Wilo Price List'!B:E,3,FALSE)","v":{"v":272,"d":"£272"}},"PG01"]
[]
[null,4255416,"Yonos PICO-Z 25/0.5-6 130","1 Pump","Yonos PICO",{"$f":"VLOOKUP(B14,'Wilo Price List'!B:E,3,FALSE)","v":{"v":272,"d":"£272"}},"PG01"]
[null,4255417,"Yonos PICO-Z 25/0.5-4 180","1 Pump","Yonos PICO",{"$f":"VLOOKUP(B15,'Wilo Price List'!B:E,3,FALSE)","v":{"v":282,"d":"£282"}},"PG01"]
[null,4255418,"Yonos PICO-Z 25/0.5-6 180","1 Pump","Yonos PICO",{"$f":"VLOOKUP(B16,'Wilo Price List'!B:E,3,FALSE)","v":{"v":283,"d":"£283"}},"PG01"]
[null,4265692,"Yonos PICO-Z 25/0.5-8 180","1 Pump","Yonos PICO",{"$f":"VLOOKUP(B17,'Wilo Price List'!B:E,3,FALSE)","v":{"v":291,"d":"£291"}},"PG01"]
[]
[null,"Stratos "]
[null,4255430,"Stratos PICO-Z 20/0.5-4","1 Pump","Stratos PICO",{"$f":"VLOOKUP(B20,'Wilo Price List'!B:E,3,FALSE)","v":{"v":513,"d":"£513"}},"PG01"]
[null,4255431,"Stratos PICO-Z 20/0.5-6","1 Pump","Stratos PICO",{"$f":"VLOOKUP(B21,'Wilo Price List'!B:E,3,FALSE)","v":{"v":514,"d":"£514"}},"PG01"]
[null,4255432,"Stratos PICO-Z 20/0.5-8 ","1 Pump","Stratos PICO",{"$f":"VLOOKUP(B22,'Wilo Price List'!B:E,3,FALSE)","v":{"v":562,"d":"£562"}},"PG01"]
[]
[null,4255433,"Stratos PICO-Z 25/0.5-4","1 Pump","Stratos PICO",{"$f":"VLOOKUP(B24,'Wilo Price List'!B:E,3,FALSE)","v":{"v":519,"d":"£519"}},"PG01"]
[null,4255434,"Stratos PICO-Z 25/0.5-6","1 Pump","Stratos PICO",{"$f":"VLOOKUP(B25,'Wilo Price List'!B:E,3,FALSE)","v":{"v":520,"d":"£520"}},"PG01"]
[null,4255435,"Stratos PICO-Z 25/0.5-8","1 Pump","Stratos PICO",{"$f":"VLOOKUP(B26,'Wilo Price List'!B:E,3,FALSE)","v":{"v":567,"d":"£567"}},"PG01"]

{"sheet":"Yonos Maxo","index":4,"n_rows":40,"n_cols":10,"rows_kept":40,"merged":[[1,1,2,7],[1,9,2,10],[5,1,5,8]]}
[]
[null,"Yonos Maxo",{"$nulls":7},"Home"]
[]
[]
[null,"Article No. \n(or variant)","Article description","Type \n(Pump / Accessory / Spare Part / Addon / Service)","Product range","List Price","Price group","Port to Port (MM)"," Stocked"]
[null,"Yonos Maxo"]
[null,2120640,"Yonos MAXO 25/0,5-10 PN10","1 Pump","Yonos MAXO",{"$f":"VLOOKUP(B7,'Wilo Price List'!B:E,3,FALSE)","v":{"v":920,"d":"£920"}},"PG02",180,{"$f":"VLOOKUP(B7,'Wilo Price List'!B:F,8,FALSE)","v":{"$error":"#REF!"}}]
[null,2120641,"Yonos MAXO 25/0,5-12 PN10","1 Pump","Yonos MAXO",{"$f":"VLOOKUP(B8,'Wilo Price List'!B:E,3,FALSE)","v":{"v":1038,"d":"£1,038"}},"PG02",180,{"$f":"VLOOKUP(B8,'Wilo Price List'!B:F,8,FALSE)","v":{"$error":"#REF!"}}]
[null,2120639,"Yonos MAXO 25/0,5-7 PN10","1 Pump","Yonos MAXO",{"$f":"VLOOKUP(B9,'Wilo Price List'!B:E,3,FALSE)","v":{"v":683,"d":"£683"}},"PG02",180,{"$f":"VLOOKUP(B9,'Wilo Price List'!B:F,8,FALSE)","v":{"$error":"#REF!"}}]
[]
[null,2120643,"Yonos MAXO 30/0,5-10 PN10","1 Pump","Yonos MAXO",{"$f":"VLOOKUP(B11,'Wilo Price List'!B:E,3,FALSE)","v":{"v":1048,"d":"£1,048"}},"PG02",180,{"$f":"VLOOKUP(B11,'Wilo Price List'!B:F,8,FALSE)","v":{"$error":"#REF!"}}]
[null,2120644,"Yonos MAXO 30/0,5-12 PN10","1 Pump","Yonos MAXO",{"$f":"VLOOKUP(B12,'Wilo Price List'!B:E,3,FALSE)","v":{"v":1359,"d":"£1,359"}},"PG02",180,{"$f":"VLOOKUP(B12,'Wilo Price List'!B:F,8,FALSE)","v":{"$error":"#REF!"}}]
[null,2120642,"Yonos MAXO 30/0,5-7 PN10","1 Pump","Yonos MAXO",{"$f":"VLOOKUP(B13,'Wilo Price List'!B:E,3,FALSE)","v":{"v":756,"d":"£756"}},"PG02",180,{"$f":"VLOOKUP(B13,'Wilo Price List'!B:F,8,FALSE)","v":{"$error":"#REF!"}}]
[]
[null,2210113,"Yonos MAXO 32/0,5-10 PN6/10","1 Pump","Yonos MAXO",{"$f":"VLOOKUP(B15,'Wilo Price List'!B:E,3,FALSE)","v":{"v":1257,"d":"£1,257"}},"PG02",220]
[null,2210114,"Yonos MAXO 32/0,5-11 PN6/10","1 Pump","Yonos MAXO",{"$f":"VLOOKUP(B16,'Wilo Price List'!B:E,3,FALSE)","v":{"v":1553,"d":"£1,553"}},"PG02",220]
[]
[null,2120645,"Yonos MAXO 40/0,5-4 PN6/10","1 Pump","Yonos MAXO",{"$f":"VLOOKUP(B18,'Wilo Price List'!B:E,3,FALSE)","v":{"v":1068,"d":"£1,068"}},"PG02",220,{"$f":"VLOOKUP(B18,'Wilo Price List'!B:F,8,FALSE)","v":{"$error":"#REF!"}}]
[null,2120646,"Yonos MAXO 40/0,5-8 PN6/10","1 Pump","Yonos MAXO",{"$f":"VLOOKUP(B19,'Wilo Price List'!B:E,3,FALSE)","v":{"v":1266,"d":"£1,266"}},"PG02",220,{"$f":"VLOOKUP(B19,'Wilo Price List'!B:F,8,FALSE)","v":{"$error":"#REF!"}}]
[null,2120647,"Yonos MAXO 40/0,5-12 PN6/10","1 Pump","Yonos MAXO",{"$f":"VLOOKUP(B20,'Wilo Price List'!B:E,3,FALSE)","v":{"v":1614,"d":"£1,614"}},"PG02",250,{"$f":"VLOOKUP(B20,'Wilo Price List'!B:F,8,FALSE)","v":{"$error":"#REF!"}}]
[null,2120648,"Yonos MAXO 40/0,5-16 PN6/10","1 Pump","Yonos MAXO",{"$f":"VLOOKUP(B21,'Wilo Price List'!B:E,3,FALSE)","v":{"v":2895,"d":"£2,895"}},"PG02",250,{"$f":"VLOOKUP(B21,'Wilo Price List'!B:F,8,FALSE)","v":{"$error":"#REF!"}}]
[]
[null,2120649,"Yonos MAXO 50/0,5-8 PN6/10","1 Pump","Yonos MAXO",{"$f":"VLOOKUP(B23,'Wilo Price List'!B:E,3,FALSE)","v":{"v":1945,"d":"£1,945"}},"PG02",240,{"$f":"VLOOKUP(B23,'Wilo Price List'!B:F,8,FALSE)","v":{"$error":"#REF!"}}]
[null,2120650,"Yonos MAXO 50/0,5-9 PN6/10","1 Pump","Yonos MAXO",{"$f":"VLOOKUP(B24,'Wilo Price List'!B:E,3,FALSE)","v":{"v":2060,"d":"£2,060"}},"PG02",280,{"$f":"VLOOKUP(B24,'Wilo Price List'!B:F,8,FALSE)","v":{"$error":"#REF!"}}]
[null,2120651,"Yonos MAXO 50/0,5-12 PN6/10","1 Pump","Yonos MAXO",{"$f":"VLOOKUP(B25,'Wilo Price List'!B:E,3,FALSE)","v":{"v":2174,"d":"£2,174"}},"PG02",280,{"$f":"VLOOKUP(B25,'Wilo Price List'!B:F,8,FALSE)","v":{"$error":"#REF!"}}]
[null,2120652,"Yonos MAXO 50/0,5-16 PN6/10","1 Pump","Yonos MAXO",{"$f":"VLOOKUP(B26,'Wilo Price List'!B:E,3,FALSE)","v":{"v":3022,"d":"£3,022"}},"PG02",340,{"$f":"VLOOKUP(B26,'Wilo Price List'!B:F,8,FALSE)","v":{"$error":"#REF!"}}]
[]
[null,2120654,"Yonos MAXO 65/0,5-12 PN6/10","1 Pump","Yonos MAXO",{"$f":"VLOOKUP(B28,'Wilo Price List'!B:E,3,FALSE)","v":{"v":2919,"d":"£2,919"}},"PG02",340,{"$f":"VLOOKUP(B28,'Wilo Price List'!B:F,8,FALSE)","v":{"$error":"#REF!"}}]
[null,2120655,"Yonos MAXO 65/0,5-16 PN6/10","1 Pump","Yonos MAXO",{"$f":"VLOOKUP(B29,'Wilo Price List'!B:E,3,FALSE)","v":{"v":3141,"d":"£3,141"}},"PG02",340,{"$f":"VLOOKUP(B29,'Wilo Price List'!B:F,8,FALSE)","v":{"$error":"#REF!"}}]
[null,2120653,"Yonos MAXO 65/0,5-9 PN6/10","1 Pump","Yonos MAXO",{"$f":"VLOOKUP(B30,'Wilo Price List'!B:E,3,FALSE)","v":{"v":2343,"d":"£2,343"}},"PG02",280,{"$f":"VLOOKUP(B30,'Wilo Price List'!B:F,8,FALSE)","v":{"$error":"#REF!"}}]
[]
[null,2120657,"Yonos MAXO 80/0,5-6 PN10","1 Pump","Yonos MAXO",{"$f":"VLOOKUP(B32,'Wilo Price List'!B:E,3,FALSE)","v":{"v":3669,"d":"£3,669"}},"PG02",360]
[null,2120656,"Yonos MAXO 80/0,5-6 PN6","1 Pump","Yonos MAXO",{"$f":"VLOOKUP(B33,'Wilo Price List'!B:E,3,FALSE)","v":{"v":3312,"d":"£3,312"}},"PG02",360,{"$f":"VLOOKUP(B33,'Wilo Price List'!B:F,8,FALSE)","v":{"$error":"#REF!"}}]
[null,2120659,"Yonos MAXO 80/0,5-12 PN10","1 Pump","Yonos MAXO",{"$f":"VLOOKUP(B34,'Wilo Price List'!B:E,3,FALSE)","v":{"v":3813,"d":"£3,813"}},"PG02",360,{"$f":"VLOOKUP(B34,'Wilo Price List'!B:F,8,FALSE)","v":{"$error":"#REF!"}}]
[null,2120658,"Yonos MAXO 80/0,5-12 PN6","1 Pump","Yonos MAXO",{"$f":"VLOOKUP(B35,'Wilo Price List'!B:E,3,FALSE)","v":{"v":3434,"d":"£3,434"}},"PG02",360,{"$f":"VLOOKUP(B35,'Wilo Price List'!B:F,8,FALSE)","v":{"$error":"#REF!"}}]
[]
[null,2120661,"Yonos MAXO 100/0,5-12 PN10","1 Pump","Yonos MAXO",{"$f":"VLOOKUP(B37,'Wilo Price List'!B:E,3,FALSE)","v":{"v":3504,"d":"£3,504"}},"PG02",360]
[null,2120660,"Yonos MAXO 100/0,5-12 PN6","1 Pump","Yonos MAXO",{"$f":"VLOOKUP(B38,'Wilo Price List'!B:E,3,FALSE)","v":{"v":3156,"d":"£3,156"}},"PG02",360,{"$f":"VLOOKUP(B38,'Wilo Price List'!B:F,8,FALSE)","v":{"$error":"#REF!"}}]
[]
[null,2210108,"Connect Modul Yonos MAXO","Accessory","Connect Modul Yonos Maxo",{"$f":"VLOOKUP(B40,'Wilo Price List'!B:E,3,FALSE)","v":{"v":287,"d":"£287"}},"PG14"]

{"sheet":"Yonos Maxo D","index":5,"n_rows":29,"n_cols":10,"rows_kept":29,"merged":[[1,1,2,7],[1,9,2,10],[5,1,5,8]]}
[]
[null,"Yonos Maxo D",{"$nulls":7},"Home"]
[]
[{"$nulls":7},"PG2"]
[null,"Article No. \n(or variant)","Article description","Type \n(Pump / Accessory / Spare Part / Addon / Service)","Product range","List Price","Price group","Port to Port (MM)","SS"]
[null,"Yonos Maxo D"]
[null,2225914,"Yonos MAXO-D 30/0,5-7 PN6/10","1 Pump","Yonos MAXO-D",{"$f":"VLOOKUP(B7,'Wilo Price List'!B:E,3,FALSE)","v":{"v":1978,"d":"£1,978"}},"PG02",180,{"$f":"VLOOKUP(B7,'Wilo Price List'!B:F,8,FALSE)","v":{"$error":"#REF!"}}]
[null,2225915,"Yonos MAXO-D 30/0,5-10 PN6/10","1 Pump","Yonos MAXO-D",{"$f":"VLOOKUP(B8,'Wilo Price List'!B:E,3,FALSE)","v":{"v":2135,"d":"£2,135"}},"PG02",180,{"$f":"VLOOKUP(B8,'Wilo Price List'!B:F,8,FALSE)","v":{"$error":"#REF!"}}]
[]
[null,2160585,"Yonos MAXO-D 32/0,5-7 PN6/10","1 Pump","Yonos MAXO-D",{"$f":"VLOOKUP(B10,'Wilo Price List'!B:E,3,FALSE)","v":{"v":1982,"d":"£1,982"}},"PG02",220,{"$f":"VLOOKUP(B10,'Wilo Price List'!B:F,8,FALSE)","v":{"$error":"#REF!"}}]
[null,2120663,"Yonos MAXO-D 32/0,5-11 PN6/10","1 Pump","Yonos MAXO-D",{"$f":"VLOOKUP(B11,'Wilo Price List'!B:E,3,FALSE)","v":{"v":2379,"d":"£2,379"}},"PG02",220,{"$f":"VLOOKUP(B11,'Wilo Price List'!B:F,8,FALSE)","v":{"$error":"#REF!"}}]
[]
[null,2120664,"Yonos MAXO-D 40/0,5-8 PN6/10","1 Pump","Yonos MAXO-D",{"$f":"VLOOKUP(B13,'Wilo Price List'!B:E,3,FALSE)","v":{"v":2483,"d":"£2,483"}},"PG02",220,{"$f":"VLOOKUP(B13,'Wilo Price List'!B:F,8,FALSE)","v":{"$error":"#REF!"}}]
[null,2120665,"Yonos MAXO-D 40/0,5-12 PN6/10","1 Pump","Yonos MAXO-D",{"$f":"VLOOKUP(B14,'Wilo Price List'!B:E,3,FALSE)","v":{"v":3359,"d":"£3,359"}},"PG02",250,{"$f":"VLOOKUP(B14,'Wilo Price List'!B:F,8,FALSE)","v":{"$error":"#REF!"}}]
[null,2120666,"Yonos MAXO-D 40/0,5-16 PN6/10","1 Pump","Yonos MAXO-D",{"$f":"VLOOKUP(B15,'Wilo Price List'!B:E,3,FALSE)","v":{"v":5729,"d":"£5,729"}},"PG02",250,{"$f":"VLOOKUP(B15,'Wilo Price List'!B:F,8,FALSE)","v":{"$error":"#REF!"}}]
[]
[null,2120667,"Yonos MAXO-D 50/0,5-9 PN6/10","1 Pump","Yonos MAXO-D",{"$f":"VLOOKUP(B17,'Wilo Price List'!B:E,3,FALSE)","v":{"v":3807,"d":"£3,807"}},"PG02",280,{"$f":"VLOOKUP(B17,'Wilo Price List'!B:F,8,FALSE)","v":{"$error":"#REF!"}}]
[null,2120668,"Yonos MAXO-D 50/0,5-12 PN6/10","1 Pump","Yonos MAXO-D",{"$f":"VLOOKUP(B18,'Wilo Price List'!B:E,3,FALSE)","v":{"v":4539,"d":"£4,539"}},"PG02",280,{"$f":"VLOOKUP(B18,'Wilo Price List'!B:F,8,FALSE)","v":{"$error":"#REF!"}}]
[null,2120669,"Yonos MAXO-D 50/0,5-16 PN6/10","1 Pump","Yonos MAXO-D",{"$f":"VLOOKUP(B19,'Wilo Price List'!B:E,3,FALSE)","v":{"v":6042,"d":"£6,042"}},"PG02",340,{"$f":"VLOOKUP(B19,'Wilo Price List'!B:F,8,FALSE)","v":{"$error":"#REF!"}}]
[]
[null,2120670,"Yonos MAXO-D 65/0,5-12 PN6/10","1 Pump","Yonos MAXO-D",{"$f":"VLOOKUP(B21,'Wilo Price List'!B:E,3,FALSE)","v":{"v":5806,"d":"£5,806"}},"PG02",340,{"$f":"VLOOKUP(B21,'Wilo Price List'!B:F,8,FALSE)","v":{"$error":"#REF!"}}]
[null,2120671,"Yonos MAXO-D 65/0,5-16 PN6/10","1 Pump","Yonos MAXO-D",{"$f":"VLOOKUP(B22,'Wilo Price List'!B:E,3,FALSE)","v":{"v":6282,"d":"£6,282"}},"PG02",340,{"$f":"VLOOKUP(B22,'Wilo Price List'!B:F,8,FALSE)","v":{"$error":"#REF!"}}]
[]
[null,2163261,"Yonos MAXO-D 80/0,5-6 PN10","1 Pump","Yonos MAXO-D",{"$f":"VLOOKUP(B24,'Wilo Price List'!B:E,3,FALSE)","v":{"v":6965,"d":"£6,965"}},"PG02",360]
[null,2163260,"Yonos MAXO-D 80/0,5-6 PN6","1 Pump","Yonos MAXO-D",{"$f":"VLOOKUP(B25,'Wilo Price List'!B:E,3,FALSE)","v":{"v":6271,"d":"£6,271"}},"PG02",360]
[null,2120673,"Yonos MAXO-D 80/0,5-12 PN10","1 Pump","Yonos MAXO-D",{"$f":"VLOOKUP(B26,'Wilo Price List'!B:E,3,FALSE)","v":{"v":7206,"d":"£7,206"}},"PG02",360]
[null,2120672,"Yonos MAXO-D 80/0,5-12 PN6","1 Pump","Yonos MAXO-D",{"$f":"VLOOKUP(B27,'Wilo Price List'!B:E,3,FALSE)","v":{"v":6485,"d":"£6,485"}},"PG02",360,{"$f":"VLOOKUP(B27,'Wilo Price List'!B:F,8,FALSE)","v":{"$error":"#REF!"}}]
[]
[null,2210108,"Connect Module Yonos MAXO","Accessory","Connect Modul Yonos Maxo",{"$f":"VLOOKUP(B29,'Wilo Price List'!B:E,3,FALSE)","v":{"v":287,"d":"£287"}},"PG14",null,{"$f":"VLOOKUP(B29,'Wilo Price List'!B:F,8,FALSE)","v":{"$error":"#REF!"}}]

{"sheet":"Yonos Maxo Z","index":6,"n_rows":20,"n_cols":10,"rows_kept":20,"merged":[[1,1,2,7],[1,9,2,10],[5,1,5,7]]}
[]
[null,"Yonos Maxo Z",{"$nulls":7},"Home"]
[]
[]
[null,"Article No. \n(or variant)","Article description","Type \n(Pump / Accessory / Spare Part / Addon / Service)","Product range","List Price","Price group","Port to Port (MM)"]
[null,"Yonos Maxo Z"]
[null,2175539,"Yonos MAXO-Z 25/0,5-10 PN10","1 Pump","Yonos MAXO-Z",{"$f":"VLOOKUP(B7,'Wilo Price List'!B:E,3,FALSE)","v":{"v":1691,"d":"£1,691"}},"PG02",180]
[null,2175538,"Yonos MAXO-Z 25/0,5-7 PN10","1 Pump","Yonos MAXO-Z",{"$f":"VLOOKUP(B8,'Wilo Price List'!B:E,3,FALSE)","v":{"v":1270,"d":"£1,270"}},"PG02",180]
[]
[null,2175541,"Yonos MAXO-Z 30/0,5-12 PN10","1 Pump","Yonos MAXO-Z",{"$f":"VLOOKUP(B10,'Wilo Price List'!B:E,3,FALSE)","v":{"v":2037,"d":"£2,037"}},"PG02",180]
[null,2175540,"Yonos MAXO-Z 30/0,5-7 PN10","1 Pump","Yonos MAXO-Z",{"$f":"VLOOKUP(B11,'Wilo Price List'!B:E,3,FALSE)","v":{"v":1431,"d":"£1,431"}},"PG02",180]
[]
[null,2175543,"Yonos MAXO-Z 40/0,5-12 PN6/10","1 Pump","Yonos MAXO-Z",{"$f":"VLOOKUP(B13,'Wilo Price List'!B:E,3,FALSE)","v":{"v":2904,"d":"£2,904"}},"PG02",250]
[null,2175542,"Yonos MAXO-Z 40/0,5-8 PN6/10","1 Pump","Yonos MAXO-Z",{"$f":"VLOOKUP(B14,'Wilo Price List'!B:E,3,FALSE)","v":{"v":2730,"d":"£2,730"}},"PG02",220]
[]
[null,2175544,"Yonos MAXO-Z 50/0,5-9 PN6/10","1 Pump","Yonos MAXO-Z",{"$f":"VLOOKUP(B16,'Wilo Price List'!B:E,3,FALSE)","v":{"v":3553,"d":"£3,553"}},"PG02",280]
[]
[null,2175545,"Yonos MAXO-Z 65/0,5-12 PN6/10","1 Pump","Yonos MAXO-Z",{"$f":"VLOOKUP(B18,'Wilo Price List'!B:E,3,FALSE)","v":{"v":7326,"d":"£7,326"}},"PG02",340]
[]
[null,2210108,"Connect Modul Yonos MAXO","Accessory","Connect Modul Yonos Maxo",{"$f":"VLOOKUP(B20,'Wilo Price List'!B:E,3,FALSE)","v":{"v":287,"d":"£287"}},"PG14"]

{"sheet":"Stratos Maxo","index":7,"n_rows":98,"n_cols":5,"rows_kept":98,"merged":[[1,1,2,3],[1,4,2,5],[7,1,7,3],[56,1,56,3]]}
[]
[null,"Stratos Maxo",null,null,"Home"]
[]
[]
[null,"R7 Alternative","Article description","List Price"]
[{"$nulls":3},"P17"]
[]
[]
[null,2164570,"Stratos MAXO 25/0,5-10 PN10",{"$f":"VLOOKUP(B9,'Wilo Price List'!B:E,3,FALSE)","v":{"v":1106,"d":"£1,106"}}]
[null,2164571,"Stratos MAXO 25/0,5-12 PN10",{"$f":"VLOOKUP(B10,'Wilo Price List'!B:E,3,FALSE)","v":{"v":1243,"d":"£1,243"}}]
[null,2164567,"Stratos MAXO 25/0,5-4 PN10",{"$f":"VLOOKUP(B11,'Wilo Price List'!B:E,3,FALSE)","v":{"v":737,"d":"£737"}}]
[null,2164568,"Stratos MAXO 25/0,5-6 PN10",{"$f":"VLOOKUP(B12,'Wilo Price List'!B:E,3,FALSE)","v":{"v":875,"d":"£875"}}]
[null,2164569,"Stratos MAXO 25/0,5-8 PN10",{"$f":"VLOOKUP(B13,'Wilo Price List'!B:E,3,FALSE)","v":{"v":996,"d":"£996"}}]
[]
[null,2164575,"Stratos MAXO 30/0,5-10 PN10",{"$f":"VLOOKUP(B15,'Wilo Price List'!B:E,3,FALSE)","v":{"v":1413,"d":"£1,413"}}]
[null,2164576,"Stratos MAXO 30/0,5-12 PN10",{"$f":"VLOOKUP(B16,'Wilo Price List'!B:E,3,FALSE)","v":{"v":2208,"d":"£2,208"}}]
[null,2164577,"Stratos MAXO 30/0,5-14 PN10",{"$f":"VLOOKUP(B17,'Wilo Price List'!B:E,3,FALSE)","v":{"v":2664,"d":"£2,664"}}]
[null,2164572,"Stratos MAXO 30/0,5-4 PN10",{"$f":"VLOOKUP(B18,'Wilo Price List'!B:E,3,FALSE)","v":{"v":905,"d":"£905"}}]
[null,2164573,"Stratos MAXO 30/0,5-6 PN10",{"$f":"VLOOKUP(B19,'Wilo Price List'!B:E,3,FALSE)","v":{"v":1060,"d":"£1,060"}}]
[null,2164574,"Stratos MAXO 30/0,5-8 PN10",{"$f":"VLOOKUP(B20,'Wilo Price List'!B:E,3,FALSE)","v":{"v":1227,"d":"£1,227"}}]
[]
[null,2164579,"Stratos MAXO 32/0,5-10 PN6/10",{"$f":"VLOOKUP(B22,'Wilo Price List'!B:E,3,FALSE)","v":{"v":1413,"d":"£1,413"}}]
[null,2164580,"Stratos MAXO 32/0,5-12 PN6/10",{"$f":"VLOOKUP(B23,'Wilo Price List'!B:E,3,FALSE)","v":{"v":2208,"d":"£2,208"}}]
[null,2164581,"Stratos MAXO 32/0,5-16 PN6/10",{"$f":"VLOOKUP(B24,'Wilo Price List'!B:E,3,FALSE)","v":{"v":3116,"d":"£3,116"}}]
[null,2164578,"Stratos MAXO 32/0,5-8 PN6/10",{"$f":"VLOOKUP(B25,'Wilo Price List'!B:E,3,FALSE)","v":{"v":1227,"d":"£1,227"}}]
[]
[null,2222237,"Stratos MAXO 40/0,5-10 PN6/10",{"$f":"VLOOKUP(B27,'Wilo Price List'!B:E,3,FALSE)","v":{"v":1873,"d":"£1,873"}}]
[null,2164584,"Stratos MAXO 40/0,5-12 PN6/10",{"$f":"VLOOKUP(B28,'Wilo Price List'!B:E,3,FALSE)","v":{"v":2302,"d":"£2,302"}}]
[null,2164585,"Stratos MAXO 40/0,5-16 PN6/10",{"$f":"VLOOKUP(B29,'Wilo Price List'!B:E,3,FALSE)","v":{"v":2729,"d":"£2,729"}}]
[null,2164582,"Stratos MAXO 40/0,5-4 PN6/10",{"$f":"VLOOKUP(B30,'Wilo Price List'!B:E,3,FALSE)","v":{"v":1243,"d":"£1,243"}}]
[null,2164583,"Stratos MAXO 40/0,5-8 PN6/10",{"$f":"VLOOKUP(B31,'Wilo Price List'!B:E,3,FALSE)","v":{"v":1826,"d":"£1,826"}}]
[]
[null,2222242,"Stratos MAXO 50/0,5-10 PN6/10",{"$f":"VLOOKUP(B33,'Wilo Price List'!B:E,3,FALSE)","v":{"v":2459,"d":"£2,459"}}]
[null,2164589,"Stratos MAXO 50/0,5-12 PN6/10",{"$f":"VLOOKUP(B34,'Wilo Price List'!B:E,3,FALSE)","v":{"v":3528,"d":"£3,528"}}]
[null,2164590,"Stratos MAXO 50/0,5-14 PN6/10",{"$f":"VLOOKUP(B35,'Wilo Price List'!B:E,3,FALSE)","v":{"v":4064,"d":"£4,064"}}]
[null,2164591,"Stratos MAXO 50/0,5-16 PN6/10",{"$f":"VLOOKUP(B36,'Wilo Price List'!B:E,3,FALSE)","v":{"v":4767,"d":"£4,767"}}]
[null,2164586,"Stratos MAXO 50/0,5-6 PN6/10",{"$f":"VLOOKUP(B37,'Wilo Price List'!B:E,3,FALSE)","v":{"v":2868,"d":"£2,868"}}]
[null,2164587,"Stratos MAXO 50/0,5-8 PN6/10",{"$f":"VLOOKUP(B38,'Wilo Price List'!B:E,3,FALSE)","v":{"v":3229,"d":"£3,229"}}]
[null,2164588,"Stratos MAXO 50/0,5-9 PN6/10",{"$f":"VLOOKUP(B39,'Wilo Price List'!B:E,3,FALSE)","v":{"v":3343,"d":"£3,343"}}]
[]
[null,2164594,"Stratos MAXO 65/0,5-12 PN6/10",{"$f":"VLOOKUP(B41,'Wilo Price List'!B:E,3,FALSE)","v":{"v":4293,"d":"£4,293"}}]
[null,2164595,"Stratos MAXO 65/0,5-16 PN6/10",{"$f":"VLOOKUP(B42,'Wilo Price List'!B:E,3,FALSE)","v":{"v":4511,"d":"£4,511"}}]
[null,2164592,"Stratos MAXO 65/0,5-6 PN6/10",{"$f":"VLOOKUP(B43,'Wilo Price List'!B:E,3,FALSE)","v":{"v":3796,"d":"£3,796"}}]
[null,2164593,"Stratos MAXO 65/0,5-9 PN6/10",{"$f":"VLOOKUP(B44,'Wilo Price List'!B:E,3,FALSE)","v":{"v":4003,"d":"£4,003"}}]
[]
[null,2164599,"Stratos MAXO 80/0,5-12 PN10",{"$f":"VLOOKUP(B46,'Wilo Price List'!B:E,3,FALSE)","v":{"v":5511,"d":"£5,511"}}]
[null,2164598,"Stratos MAXO 80/0,5-12 PN6",{"$f":"VLOOKUP(B47,'Wilo Price List'!B:E,3,FALSE)","v":{"v":4853,"d":"£4,853"}}]
[null,2164601,"Stratos MAXO 80/0,5-16 PN10",{"$f":"VLOOKUP(B48,'Wilo Price List'!B:E,3,FALSE)","v":{"v":8031,"d":"£8,031"}}]
[null,2164600,"Stratos MAXO 80/0,5-16 PN6",{"$f":"VLOOKUP(B49,'Wilo Price List'!B:E,3,FALSE)","v":{"v":7703,"d":"£7,703"}}]
[null,2164597,"Stratos MAXO 80/0,5-6 PN10",{"$f":"VLOOKUP(B50,'Wilo Price List'!B:E,3,FALSE)","v":{"v":4570,"d":"£4,570"}}]
[null,2164596,"Stratos MAXO 80/0,5-6 PN6",{"$f":"VLOOKUP(B51,'Wilo Price List'!B:E,3,FALSE)","v":{"v":4022,"d":"£4,022"}}]
[]
[null,2164605,"Stratos MAXO 100/0,5-12 PN10",{"$f":"VLOOKUP(B53,'Wilo Price List'!B:E,3,FALSE)","v":{"v":6517,"d":"£6,517"}}]
[null,2164604,"Stratos MAXO 100/0,5-12 PN6",{"$f":"VLOOKUP(B54,'Wilo Price List'!B:E,3,FALSE)","v":{"v":5738,"d":"£5,738"}}]
[null,2164603,"Stratos MAXO 100/0,5-6 PN10",{"$f":"VLOOKUP(B55,'Wilo Price List'!B:E,3,FALSE)","v":{"v":4875,"d":"£4,875"}}]
[null,2164602,"Stratos MAXO 100/0,5-6 PN6",{"$f":"VLOOKUP(B56,'Wilo Price List'!B:E,3,FALSE)","v":{"v":4293,"d":"£4,293"}}]
[null,"Stratos Maxo PN16"]
[null,2186258,"Stratos MAXO 25/0,5-10 PN16",{"$f":"VLOOKUP(B58,'Wilo Price List'!B:E,3,FALSE)","v":{"v":1623,"d":"£1,623"}}]
[null,2186259,"Stratos MAXO 25/0,5-12 PN16",{"$f":"VLOOKUP(B59,'Wilo Price List'!B:E,3,FALSE)","v":{"v":1826,"d":"£1,826"}}]
[null,2186255,"Stratos MAXO 25/0,5-4 PN16",{"$f":"VLOOKUP(B60,'Wilo Price List'!B:E,3,FALSE)","v":{"v":1083,"d":"£1,083"}}]
[null,2186256,"Stratos MAXO 25/0,5-6 PN16",{"$f":"VLOOKUP(B61,'Wilo Price List'!B:E,3,FALSE)","v":{"v":1286,"d":"£1,286"}}]
[null,2186257,"Stratos MAXO 25/0,5-8 PN16",{"$f":"VLOOKUP(B62,'Wilo Price List'!B:E,3,FALSE)","v":{"v":1464,"d":"£1,464"}}]
[]
[null,2186263,"Stratos MAXO 30/0,5-10 PN16",{"$f":"VLOOKUP(B64,'Wilo Price List'!B:E,3,FALSE)","v":{"v":2073,"d":"£2,073"}}]
[null,2186264,"Stratos MAXO 30/0,5-12 PN16",{"$f":"VLOOKUP(B65,'Wilo Price List'!B:E,3,FALSE)","v":{"v":3246,"d":"£3,246"}}]
[null,2186265,"Stratos MAXO 30/0,5-14 PN16",{"$f":"VLOOKUP(B66,'Wilo Price List'!B:E,3,FALSE)","v":{"v":3918,"d":"£3,918"}}]
[null,2186260,"Stratos MAXO 30/0,5-4 PN16",{"$f":"VLOOKUP(B67,'Wilo Price List'!B:E,3,FALSE)","v":{"v":1026,"d":"£1,026"}}]
[null,2186261,"Stratos MAXO 30/0,5-6 PN16",{"$f":"VLOOKUP(B68,'Wilo Price List'!B:E,3,FALSE)","v":{"v":1554,"d":"£1,554"}}]
[null,2186262,"Stratos MAXO 30/0,5-8 PN16",{"$f":"VLOOKUP(B69,'Wilo Price List'!B:E,3,FALSE)","v":{"v":1803,"d":"£1,803"}}]
[]
[null,2186267,"Stratos MAXO 32/0,5-10 PN16",{"$f":"VLOOKUP(B71,'Wilo Price List'!B:E,3,FALSE)","v":{"v":2073,"d":"£2,073"}}]
[null,2186268,"Stratos MAXO 32/0,5-12 PN16",{"$f":"VLOOKUP(B72,'Wilo Price List'!B:E,3,FALSE)","v":{"v":3246,"d":"£3,246"}}]
[null,2186269,"Stratos MAXO 32/0,5-16 PN16",{"$f":"VLOOKUP(B73,'Wilo Price List'!B:E,3,FALSE)","v":{"v":3840,"d":"£3,840"}}]
[null,2186266,"Stratos MAXO 32/0,5-8 PN16",{"$f":"VLOOKUP(B74,'Wilo Price List'!B:E,3,FALSE)","v":{"v":1803,"d":"£1,803"}}]
[]
[null,2186272,"Stratos MAXO 40/0,5-12 PN16",{"$f":"VLOOKUP(B76,'Wilo Price List'!B:E,3,FALSE)","v":{"v":2614,"d":"£2,614"}}]
[null,2186273,"Stratos MAXO 40/0,5-16 PN16",{"$f":"VLOOKUP(B77,'Wilo Price List'!B:E,3,FALSE)","v":{"v":4014,"d":"£4,014"}}]
[null,2186270,"Stratos MAXO 40/0,5-4 PN16",{"$f":"VLOOKUP(B78,'Wilo Price List'!B:E,3,FALSE)","v":{"v":1826,"d":"£1,826"}}]
[null,2186271,"Stratos MAXO 40/0,5-8 PN16",{"$f":"VLOOKUP(B79,'Wilo Price List'!B:E,3,FALSE)","v":{"v":2686,"d":"£2,686"}}]
[]
[null,2186277,"Stratos MAXO 50/0,5-12 PN16",{"$f":"VLOOKUP(B81,'Wilo Price List'!B:E,3,FALSE)","v":{"v":5026,"d":"£5,026"}}]
[null,2186278,"Stratos MAXO 50/0,5-14 PN16",{"$f":"VLOOKUP(B82,'Wilo Price List'!B:E,3,FALSE)","v":{"v":5964,"d":"£5,964"}}]
[null,2186279,"Stratos MAXO 50/0,5-16 PN16",{"$f":"VLOOKUP(B83,'Wilo Price List'!B:E,3,FALSE)","v":{"v":6541,"d":"£6,541"}}]
[null,2186274,"Stratos MAXO 50/0,5-6 PN16",{"$f":"VLOOKUP(B84,'Wilo Price List'!B:E,3,FALSE)","v":{"v":3848,"d":"£3,848"}}]
[null,2186275,"Stratos MAXO 50/0,5-8 PN16",{"$f":"VLOOKUP(B85,'Wilo Price List'!B:E,3,FALSE)","v":{"v":4304,"d":"£4,304"}}]
[null,2186276,"Stratos MAXO 50/0,5-9 PN16",{"$f":"VLOOKUP(B86,'Wilo Price List'!B:E,3,FALSE)","v":{"v":4760,"d":"£4,760"}}]
[]
[null,2186282,"Stratos MAXO 65/0,5-12 PN16",{"$f":"VLOOKUP(B88,'Wilo Price List'!B:E,3,FALSE)","v":{"v":5703,"d":"£5,703"}}]
[null,2186283,"Stratos MAXO 65/0,5-16 PN16",{"$f":"VLOOKUP(B89,'Wilo Price List'!B:E,3,FALSE)","v":{"v":6744,"d":"£6,744"}}]
[null,2186280,"Stratos MAXO 65/0,5-6 PN16",{"$f":"VLOOKUP(B90,'Wilo Price List'!B:E,3,FALSE)","v":{"v":4595,"d":"£4,595"}}]
[null,2186281,"Stratos MAXO 65/0,5-9 PN16",{"$f":"VLOOKUP(B91,'Wilo Price List'!B:E,3,FALSE)","v":{"v":5165,"d":"£5,165"}}]
[]
[null,2186285,"Stratos MAXO 80/0,5-12 PN16",{"$f":"VLOOKUP(B93,'Wilo Price List'!B:E,3,FALSE)","v":{"v":7610,"d":"£7,610"}}]
[null,2186286,"Stratos MAXO 80/0,5-16 PN16",{"$f":"VLOOKUP(B94,'Wilo Price List'!B:E,3,FALSE)","v":{"v":8895,"d":"£8,895"}}]
[null,2186284,"Stratos MAXO 80/0,5-6 PN16",{"$f":"VLOOKUP(B95,'Wilo Price List'!B:E,3,FALSE)","v":{"v":5915,"d":"£5,915"}}]
[]
[null,2186288,"Stratos MAXO 100/0,5-12 PN16",{"$f":"VLOOKUP(B97,'Wilo Price List'!B:E,3,FALSE)","v":{"v":9019,"d":"£9,019"}}]
[null,2186287,"Stratos MAXO 100/0,5-6 PN16",{"$f":"VLOOKUP(B98,'Wilo Price List'!B:E,3,FALSE)","v":{"v":7084,"d":"£7,084"}}]

{"sheet":"Stratos Maxo D","index":8,"n_rows":58,"n_cols":5,"rows_kept":58,"merged":[[1,1,2,3],[1,4,2,5],[7,1,7,3],[34,1,34,3]]}
[]
[null,"Stratos Maxo D",null,null,"Home"]
[]
[]
[null,"Article No. \n(or variant)","Article description","List Price"]
[{"$nulls":3},"PG17"]
[]
[null,"Stratos Maxo D"]
[null,2164646,"Stratos MAXO-D 30/0,5-10 PN10",{"$f":"VLOOKUP(B9,'Wilo Price List'!B:E,3,FALSE)","v":{"v":2707,"d":"£2,707"}}]
[null,2164645,"Stratos MAXO-D 30/0,5-6 PN10",{"$f":"VLOOKUP(B10,'Wilo Price List'!B:E,3,FALSE)","v":{"v":2461,"d":"£2,461"}}]
[]
[null,2164648,"Stratos MAXO-D 32/0,5-12 PN6/10",{"$f":"VLOOKUP(B12,'Wilo Price List'!B:E,3,FALSE)","v":{"v":4392,"d":"£4,392"}}]
[null,2164647,"Stratos MAXO-D 32/0,5-8 PN6/10",{"$f":"VLOOKUP(B13,'Wilo Price List'!B:E,3,FALSE)","v":{"v":2707,"d":"£2,707"}}]
[]
[null,2164650,"Stratos MAXO-D 40/0,5-12 PN6/10",{"$f":"VLOOKUP(B15,'Wilo Price List'!B:E,3,FALSE)","v":{"v":5155,"d":"£5,155"}}]
[null,2164651,"Stratos MAXO-D 40/0,5-16 PN6/10",{"$f":"VLOOKUP(B16,'Wilo Price List'!B:E,3,FALSE)","v":{"v":5815,"d":"£5,815"}}]
[null,2164649,"Stratos MAXO-D 40/0,5-8 PN6/10",{"$f":"VLOOKUP(B17,'Wilo Price List'!B:E,3,FALSE)","v":{"v":3875,"d":"£3,875"}}]
[]
[null,2164655,"Stratos MAXO-D 50/0,5-12 PN6/10",{"$f":"VLOOKUP(B19,'Wilo Price List'!B:E,3,FALSE)","v":{"v":6951,"d":"£6,951"}}]
[null,2164656,"Stratos MAXO-D 50/0,5-16 PN6/10",{"$f":"VLOOKUP(B20,'Wilo Price List'!B:E,3,FALSE)","v":{"v":8820,"d":"£8,820"}}]
[null,2164652,"Stratos MAXO-D 50/0,5-6 PN6/10",{"$f":"VLOOKUP(B21,'Wilo Price List'!B:E,3,FALSE)","v":{"v":5649,"d":"£5,649"}}]
[null,2164653,"Stratos MAXO-D 50/0,5-8 PN6/10",{"$f":"VLOOKUP(B22,'Wilo Price List'!B:E,3,FALSE)","v":{"v":6220,"d":"£6,220"}}]
[null,2164654,"Stratos MAXO-D 50/0,5-9 PN6/10",{"$f":"VLOOKUP(B23,'Wilo Price List'!B:E,3,FALSE)","v":{"v":6584,"d":"£6,584"}}]
[]
[null,2164658,"Stratos MAXO-D 65/0,5-12 PN6/10",{"$f":"VLOOKUP(B25,'Wilo Price List'!B:E,3,FALSE)","v":{"v":7943,"d":"£7,943"}}]
[null,2164659,"Stratos MAXO-D 65/0,5-16 PN6/10",{"$f":"VLOOKUP(B26,'Wilo Price List'!B:E,3,FALSE)","v":{"v":8510,"d":"£8,510"}}]
[null,2164657,"Stratos MAXO-D 65/0,5-6 PN6/10",{"$f":"VLOOKUP(B27,'Wilo Price List'!B:E,3,FALSE)","v":{"v":6869,"d":"£6,869"}}]
[]
[null,2164663,"Stratos MAXO-D 80/0,5-12 PN10",{"$f":"VLOOKUP(B29,'Wilo Price List'!B:E,3,FALSE)","v":{"v":10352,"d":"£10,352"}}]
[null,2164662,"Stratos MAXO-D 80/0,5-12 PN6",{"$f":"VLOOKUP(B30,'Wilo Price List'!B:E,3,FALSE)","v":{"v":9111,"d":"£9,111"}}]
[null,2164665,"Stratos MAXO-D 80/0,5-16 PN10",{"$f":"VLOOKUP(B31,'Wilo Price List'!B:E,3,FALSE)","v":{"v":14253,"d":"£14,253"}}]
[null,2164664,"Stratos MAXO-D 80/0,5-16 PN6",{"$f":"VLOOKUP(B32,'Wilo Price List'!B:E,3,FALSE)","v":{"v":16196,"d":"£16,196"}}]
[null,2164661,"Stratos MAXO-D 80/0,5-6 PN10",{"$f":"VLOOKUP(B33,'Wilo Price List'!B:E,3,FALSE)","v":{"v":7438,"d":"£7,438"}}]
[null,2164660,"Stratos MAXO-D 80/0,5-6 PN6",{"$f":"VLOOKUP(B34,'Wilo Price List'!B:E,3,FALSE)","v":{"v":6546,"d":"£6,546"}}]
[null,"Stratos Maxo PN16"]
[null,2186289,"Stratos MAXO-D 30/0,5-6 PN16",{"$f":"VLOOKUP(B36,'Wilo Price List'!B:E,3,FALSE)","v":{"v":3385,"d":"£3,385"}}]
[null,2186290,"Stratos MAXO-D 30/0,5-10 PN16",{"$f":"VLOOKUP(B37,'Wilo Price List'!B:E,3,FALSE)","v":{"v":3969,"d":"£3,969"}}]
[]
[null,2186291,"Stratos MAXO D 32/0,5-8 PN16",{"$f":"VLOOKUP(B39,'Wilo Price List'!B:E,3,FALSE)","v":{"v":3834,"d":"£3,834"}}]
[null,2186292,"Stratos MAXO-D 32/0,5-12 PN16",{"$f":"VLOOKUP(B40,'Wilo Price List'!B:E,3,FALSE)","v":{"v":5529,"d":"£5,529"}}]
[]
[null,2186293,"Stratos MAXO-D 40/0,5-8 PN16",{"$f":"VLOOKUP(B42,'Wilo Price List'!B:E,3,FALSE)","v":{"v":5815,"d":"£5,815"}}]
[null,2186294,"Stratos MAXO-D 40/0,5-12 PN16",{"$f":"VLOOKUP(B43,'Wilo Price List'!B:E,3,FALSE)","v":{"v":6737,"d":"£6,737"}}]
[null,2186295,"Stratos MAXO-D 40/0,5-16 PN16",{"$f":"VLOOKUP(B44,'Wilo Price List'!B:E,3,FALSE)","v":{"v":8959,"d":"£8,959"}}]
[]
[null,2186296,"Stratos MAXO-D 50/0,5-6 PN16",{"$f":"VLOOKUP(B46,'Wilo Price List'!B:E,3,FALSE)","v":{"v":6446,"d":"£6,446"}}]
[null,2186297,"Stratos MAXO-D 50/0,5-8 PN16",{"$f":"VLOOKUP(B47,'Wilo Price List'!B:E,3,FALSE)","v":{"v":7295,"d":"£7,295"}}]
[null,2186298,"Stratos MAXO-D 50/0,5-9 PN16",{"$f":"VLOOKUP(B48,'Wilo Price List'!B:E,3,FALSE)","v":{"v":8137,"d":"£8,137"}}]
[null,2186299,"Stratos MAXO-D 50/0,5-12 PN16",{"$f":"VLOOKUP(B49,'Wilo Price List'!B:E,3,FALSE)","v":{"v":8629,"d":"£8,629"}}]
[null,2186300,"Stratos MAXO-D 50/0,5-16 PN16",{"$f":"VLOOKUP(B50,'Wilo Price List'!B:E,3,FALSE)","v":{"v":11429,"d":"£11,429"}}]
[]
[null,2186301,"Stratos MAXO-D 65/0,5-6 PN16",{"$f":"VLOOKUP(B52,'Wilo Price List'!B:E,3,FALSE)","v":{"v":7762,"d":"£7,762"}}]
[null,2186302,"Stratos MAXO-D 65/0,5-12 PN16",{"$f":"VLOOKUP(B53,'Wilo Price List'!B:E,3,FALSE)","v":{"v":9814,"d":"£9,814"}}]
[null,2186303,"Stratos MAXO-D 65/0,5-16 PN16",{"$f":"VLOOKUP(B54,'Wilo Price List'!B:E,3,FALSE)","v":{"v":11742,"d":"£11,742"}}]
[]
[null,2186304,"Stratos MAXO-D 80/0,5-6 PN16",{"$f":"VLOOKUP(B56,'Wilo Price List'!B:E,3,FALSE)","v":{"v":10780,"d":"£10,780"}}]
[null,2186305,"Stratos MAXO-D 80/0,5-12 PN16",{"$f":"VLOOKUP(B57,'Wilo Price List'!B:E,3,FALSE)","v":{"v":13345,"d":"£13,345"}}]
[null,2186306,"Stratos MAXO D 80/0,5-16 PN16",{"$f":"VLOOKUP(B58,'Wilo Price List'!B:E,3,FALSE)","v":{"v":15719,"d":"£15,719"}}]

{"sheet":"Stratos Maxo Z","index":9,"n_rows":41,"n_cols":8,"rows_kept":41,"merged":[[1,1,2,6],[1,7,2,8],[5,1,5,6],[23,1,23,6]]}
[]
[null,"Stratos Maxo Z",{"$nulls":5},"Home"]
[]
[]
[null,"Article No. \n(or variant)","Article description","Type \n(Pump / Accessory / Spare Part / Addon / Service)","Product range","List Price","Price group"]
[null,"Stratos Maxo Z"]
[null,2164668,"Stratos MAXO-Z 25/0,5-12 PN10","1 Pump","Stratos MAXO-Z",{"$f":"VLOOKUP(B7,'Wilo Price List'!B:E,3,FALSE)","v":{"v":1925,"d":"£1,925"}},"PG17"]
[null,2164666,"Stratos MAXO-Z 25/0,5-6 PN10","1 Pump","Stratos MAXO-Z",{"$f":"VLOOKUP(B8,'Wilo Price List'!B:E,3,FALSE)","v":{"v":1355,"d":"£1,355"}},"PG17"]
[null,2164667,"Stratos MAXO-Z 25/0,5-8 PN10","1 Pump","Stratos MAXO-Z",{"$f":"VLOOKUP(B9,'Wilo Price List'!B:E,3,FALSE)","v":{"v":1544,"d":"£1,544"}},"PG17"]
[]
[null,2164671,"Stratos MAXO-Z 30/0,5-12 PN10","1 Pump","Stratos MAXO-Z",{"$f":"VLOOKUP(B11,'Wilo Price List'!B:E,3,FALSE)","v":{"v":3454,"d":"£3,454"}},"PG17"]
[null,2164669,"Stratos MAXO-Z 30/0,5-6 PN10","1 Pump","Stratos MAXO-Z",{"$f":"VLOOKUP(B12,'Wilo Price List'!B:E,3,FALSE)","v":{"v":1641,"d":"£1,641"}},"PG17"]
[null,2164670,"Stratos MAXO-Z 30/0,5-8 PN10","1 Pump","Stratos MAXO-Z",{"$f":"VLOOKUP(B13,'Wilo Price List'!B:E,3,FALSE)","v":{"v":1710,"d":"£1,710"}},"PG17"]
[]
[null,2164673,"Stratos MAXO-Z 32/0,5-12 PN6/10","1 Pump","Stratos MAXO-Z",{"$f":"VLOOKUP(B15,'Wilo Price List'!B:E,3,FALSE)","v":{"v":3454,"d":"£3,454"}},"PG17"]
[null,2164672,"Stratos MAXO-Z 32/0,5-8 PN6/10","1 Pump","Stratos MAXO-Z",{"$f":"VLOOKUP(B16,'Wilo Price List'!B:E,3,FALSE)","v":{"v":1903,"d":"£1,903"}},"PG17"]
[]
[null,2164675,"Stratos MAXO-Z 40/0,5-12 PN6/10","1 Pump","Stratos MAXO-Z",{"$f":"VLOOKUP(B18,'Wilo Price List'!B:E,3,FALSE)","v":{"v":4158,"d":"£4,158"}},"PG17"]
[null,2164674,"Stratos MAXO-Z 40/0,5-8 PN6/10","1 Pump","Stratos MAXO-Z",{"$f":"VLOOKUP(B19,'Wilo Price List'!B:E,3,FALSE)","v":{"v":2829,"d":"£2,829"}},"PG17"]
[]
[null,2164676,"Stratos MAXO-Z 50/0,5-9 PN6/10","1 Pump","Stratos MAXO-Z",{"$f":"VLOOKUP(B21,'Wilo Price List'!B:E,3,FALSE)","v":{"v":5181,"d":"£5,181"}},"PG17"]
[]
[null,2164677,"Stratos MAXO-Z 65/0,5-12 PN6/10","1 Pump","Stratos MAXO-Z",{"$f":"VLOOKUP(B23,'Wilo Price List'!B:E,3,FALSE)","v":{"v":5739,"d":"£5,739"}},"PG17"]
[null,"Stratos Maxo Z PN16"]
[null,2186309,"Stratos MAXO-Z 25/0,5-12 PN16","1 Pump","Stratos MAXO-Z PN16",{"$f":"VLOOKUP(B25,'Wilo Price List'!B:E,3,FALSE)","v":{"v":3774,"d":"£3,774"}},"PG17"]
[null,2186307,"Stratos MAXO-Z 25/0,5-6 PN16","1 Pump","Stratos MAXO-Z PN16",{"$f":"VLOOKUP(B26,'Wilo Price List'!B:E,3,FALSE)","v":{"v":2694,"d":"£2,694"}},"PG17"]
[null,2186308,"Stratos MAXO-Z 25/0,5-8 PN16","1 Pump","Stratos MAXO-Z PN16",{"$f":"VLOOKUP(B27,'Wilo Price List'!B:E,3,FALSE)","v":{"v":2947,"d":"£2,947"}},"PG17"]
[]
[null,2186312,"Stratos MAXO-Z 30/0,5-12 PN16","1 Pump","Stratos MAXO-Z PN16",{"$f":"VLOOKUP(B29,'Wilo Price List'!B:E,3,FALSE)","v":{"v":4368,"d":"£4,368"}},"PG17"]
[null,2186310,"Stratos MAXO-Z 30/0,5-6 PN16","1 Pump","Stratos MAXO-Z PN16",{"$f":"VLOOKUP(B30,'Wilo Price List'!B:E,3,FALSE)","v":{"v":3015,"d":"£3,015"}},"PG17"]
[null,2186311,"Stratos MAXO-Z 30/0,5-8 PN16","1 Pump","Stratos MAXO-Z PN16",{"$f":"VLOOKUP(B31,'Wilo Price List'!B:E,3,FALSE)","v":{"v":3284,"d":"£3,284"}},"PG17"]
[]
[null,2186314,"Stratos MAXO-Z 32/0,5-12 PN16","1 Pump","Stratos MAXO-Z PN16",{"$f":"VLOOKUP(B33,'Wilo Price List'!B:E,3,FALSE)","v":{"v":4881,"d":"£4,881"}},"PG17"]
[null,2186313,"Stratos MAXO-Z 32/0,5-8 PN16","1 Pump","Stratos MAXO-Z PN16",{"$f":"VLOOKUP(B34,'Wilo Price List'!B:E,3,FALSE)","v":{"v":3413,"d":"£3,413"}},"PG17"]
[]
[null,2186316,"Stratos MAXO-Z 40/0,5-12 PN16","1 Pump","Stratos MAXO-Z PN16",{"$f":"VLOOKUP(B36,'Wilo Price List'!B:E,3,FALSE)","v":{"v":5935,"d":"£5,935"}},"PG17"]
[null,2186315,"Stratos MAXO-Z 40/0,5-8 PN16","1 Pump","Stratos MAXO-Z PN16",{"$f":"VLOOKUP(B37,'Wilo Price List'!B:E,3,FALSE)","v":{"v":5136,"d":"£5,136"}},"PG17"]
[]
[null,2186317,"Stratos MAXO-Z 50/0,5-9 PN16","1 Pump","Stratos MAXO-Z PN16",{"$f":"VLOOKUP(B39,'Wilo Price List'!B:E,3,FALSE)","v":{"v":7144,"d":"£7,144"}},"PG17"]
[]
[null,2186318,"Stratos MAXO-Z 65/0,5-12 PN16","1 Pump","Stratos MAXO-Z PN16",{"$f":"VLOOKUP(B41,'Wilo Price List'!B:E,3,FALSE)","v":{"v":8606,"d":"£8,606"}},"PG17"]

{"sheet":"IL","index":10,"n_rows":268,"n_cols":10,"rows_kept":268,"merged":[[1,1,2,7],[1,9,2,10]]}
[]
[null,"IL",{"$nulls":7},"Home"]
[]
[]
[null,"Article No. \n(or variant)","Article description","Type \n(Pump / Accessory / Spare Part / Addon / Service)","Product range","List Price","Price group","Port to Port (MM)"]
[null,2063574,"IL32/140-0,25/4","1 Pump","CronoLine-IL",{"$f":"VLOOKUP(B6,'Wilo Price List'!B:E,3,FALSE)","v":{"v":2238,"d":"£2,238"}},"PG03",320]
[null,2120862,"IL32/140-1,5/2-IE3","1 Pump","CronoLine-IL",{"$f":"VLOOKUP(B7,'Wilo Price List'!B:E,3,FALSE)","v":{"v":2426,"d":"£2,426"}},"PG03",320]
[null,2088307,"IL32/150-0,37/4","1 Pump","CronoLine-IL",{"$f":"VLOOKUP(B8,'Wilo Price List'!B:E,3,FALSE)","v":{"v":2256,"d":"£2,256"}},"PG03",320]
[null,2120863,"IL32/150-2,2/2-IE3","1 Pump","CronoLine-IL",{"$f":"VLOOKUP(B9,'Wilo Price List'!B:E,3,FALSE)","v":{"v":2487,"d":"£2,487"}},"PG03",320]
[null,2120864,"IL32/160-2,2/2-IE3","1 Pump","CronoLine-IL",{"$f":"VLOOKUP(B10,'Wilo Price List'!B:E,3,FALSE)","v":{"v":2485,"d":"£2,485"}},"PG03",320]
[null,2120865,"IL32/160-3/2-IE3","1 Pump","CronoLine-IL",{"$f":"VLOOKUP(B11,'Wilo Price List'!B:E,3,FALSE)","v":{"v":2658,"d":"£2,658"}},"PG03",320]
[null,2088306,"IL32/170-0,55/4","1 Pump","CronoLine-IL",{"$f":"VLOOKUP(B12,'Wilo Price List'!B:E,3,FALSE)","v":{"v":2516,"d":"£2,516"}},"PG03",320]
[null,2120866,"IL32/170-3/2-IE3","1 Pump","CronoLine-IL",{"$f":"VLOOKUP(B13,'Wilo Price List'!B:E,3,FALSE)","v":{"v":2655,"d":"£2,655"}},"PG03",320]
[null,2120867,"IL32/170-4/2-IE3","1 Pump","CronoLine-IL",{"$f":"VLOOKUP(B14,'Wilo Price List'!B:E,3,FALSE)","v":{"v":2830,"d":"£2,830"}},"PG03",320]
[]
[null,2088320,"IL40/140-0,25/4","1 Pump","CronoLine-IL",{"$f":"VLOOKUP(B16,'Wilo Price List'!B:E,3,FALSE)","v":{"v":2231,"d":"£2,231"}},"PG03",340]
[null,2120868,"IL40/140-2,2/2-IE3","1 Pump","CronoLine-IL",{"$f":"VLOOKUP(B17,'Wilo Price List'!B:E,3,FALSE)","v":{"v":2477,"d":"£2,477"}},"PG03",340]
[null,2088318,"IL40/150-0,37/4","1 Pump","CronoLine-IL",{"$f":"VLOOKUP(B18,'Wilo Price List'!B:E,3,FALSE)","v":{"v":2258,"d":"£2,258"}},"PG03",340]
[null,2120869,"IL40/150-3/2-IE3","1 Pump","CronoLine-IL",{"$f":"VLOOKUP(B19,'Wilo Price List'!B:E,3,FALSE)","v":{"v":2659,"d":"£2,659"}},"PG03",340]
[null,2088316,"IL40/160-0,55/4","1 Pump","CronoLine-IL",{"$f":"VLOOKUP(B20,'Wilo Price List'!B:E,3,FALSE)","v":{"v":2526,"d":"£2,526"}},"PG03",340]
[null,2120870,"IL40/160-4/2-IE3","1 Pump","CronoLine-IL",{"$f":"VLOOKUP(B21,'Wilo Price List'!B:E,3,FALSE)","v":{"v":2841,"d":"£2,841"}},"PG03",340]
[null,2120750,"IL40/170-0,75/4-IE3","1 Pump","CronoLine-IL",{"$f":"VLOOKUP(B22,'Wilo Price List'!B:E,3,FALSE)","v":{"v":2832,"d":"£2,832"}},"PG03",340]
[null,2120871,"IL40/170-5,5/2-IE3","1 Pump","CronoLine-IL",{"$f":"VLOOKUP(B23,'Wilo Price List'!B:E,3,FALSE)","v":{"v":3591,"d":"£3,591"}},"PG03",340]
[null,2120872,"IL40/200-7,5/2-IE3","1 Pump","CronoLine-IL",{"$f":"VLOOKUP(B24,'Wilo Price List'!B:E,3,FALSE)","v":{"v":3843,"d":"£3,843"}},"PG03",440]
[null,2120751,"IL40/210-1,1/4-IE3","1 Pump","CronoLine-IL",{"$f":"VLOOKUP(B25,'Wilo Price List'!B:E,3,FALSE)","v":{"v":2744,"d":"£2,744"}},"PG03",440]
[null,2120752,"IL40/220-1,5/4-IE3","1 Pump","CronoLine-IL",{"$f":"VLOOKUP(B26,'Wilo Price List'!B:E,3,FALSE)","v":{"v":2790,"d":"£2,790"}},"PG03",440]
[null,2120873,"IL40/220-11/2-IE3","1 Pump","CronoLine-IL",{"$f":"VLOOKUP(B27,'Wilo Price List'!B:E,3,FALSE)","v":{"v":4868,"d":"£4,868"}},"PG03",440]
[]
[null,2120874,"IL50/110-1,5/2-IE3","1 Pump","CronoLine-IL",{"$f":"VLOOKUP(B29,'Wilo Price List'!B:E,3,FALSE)","v":{"v":2414,"d":"£2,414"}},"PG03",340]
[null,2120875,"IL50/120-2,2/2-IE3","1 Pump","CronoLine-IL",{"$f":"VLOOKUP(B30,'Wilo Price List'!B:E,3,FALSE)","v":{"v":2498,"d":"£2,498"}},"PG03",340]
[null,2120876,"IL50/130-3/2-IE3","1 Pump","CronoLine-IL",{"$f":"VLOOKUP(B31,'Wilo Price List'!B:E,3,FALSE)","v":{"v":2749,"d":"£2,749"}},"PG03",340]
[null,2120877,"IL50/140-3/2-IE3","1 Pump","CronoLine-IL",{"$f":"VLOOKUP(B32,'Wilo Price List'!B:E,3,FALSE)","v":{"v":2717,"d":"£2,717"}},"PG03",340]
[null,2120878,"IL50/140-4/2-IE3","1 Pump","CronoLine-IL",{"$f":"VLOOKUP(B33,'Wilo Price List'!B:E,3,FALSE)","v":{"v":2898,"d":"£2,898"}},"PG03",340]
[null,2120753,"IL50/160-0,75/4-IE3","1 Pump","CronoLine-IL",{"$f":"VLOOKUP(B34,'Wilo Price List'!B:E,3,FALSE)","v":{"v":2809,"d":"£2,809"}},"PG03",340]
[null,2120879,"IL50/160-5,5/2-IE3","1 Pump","CronoLine-IL",{"$f":"VLOOKUP(B35,'Wilo Price List'!B:E,3,FALSE)","v":{"v":3671,"d":"£3,671"}},"PG03",340]
[null,2120754,"IL50/170-1,1/4-IE3","1 Pump","CronoLine-IL",{"$f":"VLOOKUP(B36,'Wilo Price List'!B:E,3,FALSE)","v":{"v":2406,"d":"£2,406"}},"PG03",340]
[null,2120880,"IL50/170-5,5/2-IE3","1 Pump","CronoLine-IL",{"$f":"VLOOKUP(B37,'Wilo Price List'!B:E,3,FALSE)","v":{"v":3596,"d":"£3,596"}},"PG03",340]
[null,2120881,"IL50/170-7,5/2-IE3","1 Pump","CronoLine-IL",{"$f":"VLOOKUP(B38,'Wilo Price List'!B:E,3,FALSE)","v":{"v":3755,"d":"£3,755"}},"PG03",340]
[null,2120882,"IL50/180-7,5/2-IE3","1 Pump","CronoLine-IL",{"$f":"VLOOKUP(B39,'Wilo Price List'!B:E,3,FALSE)","v":{"v":3992,"d":"£3,992"}},"PG03",440]
[null,2120755,"IL50/200-1,5/4-IE3","1 Pump","CronoLine-IL",{"$f":"VLOOKUP(B40,'Wilo Price List'!B:E,3,FALSE)","v":{"v":2916,"d":"£2,916"}},"PG03",440]
[null,2120883,"IL50/210-11/2-IE3","1 Pump","CronoLine-IL",{"$f":"VLOOKUP(B41,'Wilo Price List'!B:E,3,FALSE)","v":{"v":4979,"d":"£4,979"}},"PG03",440]
[null,2120884,"IL50/220-11/2-IE3","1 Pump","CronoLine-IL",{"$f":"VLOOKUP(B42,'Wilo Price List'!B:E,3,FALSE)","v":{"v":4988,"d":"£4,988"}},"PG03",440]
[null,2120885,"IL50/220-15/2-IE3","1 Pump","CronoLine-IL",{"$f":"VLOOKUP(B43,'Wilo Price List'!B:E,3,FALSE)","v":{"v":5179,"d":"£5,179"}},"PG03",440]
[null,2120756,"IL50/220-2,2/4-IE3","1 Pump","CronoLine-IL",{"$f":"VLOOKUP(B44,'Wilo Price List'!B:E,3,FALSE)","v":{"v":3232,"d":"£3,232"}},"PG03",440]
[null,2120886,"IL50/250-18,5/2-IE3","1 Pump","CronoLine-IL",{"$f":"VLOOKUP(B45,'Wilo Price List'!B:E,3,FALSE)","v":{"v":6223,"d":"£6,223"}},"PG03",440]
[null,2120887,"IL50/250-22/2-IE3","1 Pump","CronoLine-IL",{"$f":"VLOOKUP(B46,'Wilo Price List'!B:E,3,FALSE)","v":{"v":7180,"d":"£7,180"}},"PG03",440]
[null,2120757,"IL50/260-3/4-IE3","1 Pump","CronoLine-IL",{"$f":"VLOOKUP(B47,'Wilo Price List'!B:E,3,FALSE)","v":{"v":3560,"d":"£3,560"}},"PG03",440]
[null,2120888,"IL50/270-22/2-IE3","1 Pump","CronoLine-IL",{"$f":"VLOOKUP(B48,'Wilo Price List'!B:E,3,FALSE)","v":{"v":7180,"d":"£7,180"}},"PG03",440]
[null,2120758,"IL50/270-3/4-IE3","1 Pump","CronoLine-IL",{"$f":"VLOOKUP(B49,'Wilo Price List'!B:E,3,FALSE)","v":{"v":3558,"d":"£3,558"}},"PG03",440]
[null,2120889,"IL50/270-30/2-IE3","1 Pump","CronoLine-IL",{"$f":"VLOOKUP(B50,'Wilo Price List'!B:E,3,FALSE)","v":{"v":7665,"d":"£7,665"}},"PG03",440]
[null,2120759,"IL50/270-4/4-IE3","1 Pump","CronoLine-IL",{"$f":"VLOOKUP(B51,'Wilo Price List'!B:E,3,FALSE)","v":{"v":3669,"d":"£3,669"}},"PG03",440]
[]
[null,2120890,"IL65/110-3/2-IE3","1 Pump","CronoLine-IL",{"$f":"VLOOKUP(B53,'Wilo Price List'!B:E,3,FALSE)","v":{"v":2843,"d":"£2,843"}},"PG03",340]
[null,2139459,"IL65/120-0,55/4","1 Pump","CronoLine-IL",{"$f":"VLOOKUP(B54,'Wilo Price List'!B:E,3,FALSE)","v":{"v":2545,"d":"£2,545"}},"PG03",340]
[null,2120891,"IL65/120-3/2-IE3","1 Pump","CronoLine-IL",{"$f":"VLOOKUP(B55,'Wilo Price List'!B:E,3,FALSE)","v":{"v":2830,"d":"£2,830"}},"PG03",340]
[null,2120892,"IL65/120-4/2-IE3","1 Pump","CronoLine-IL",{"$f":"VLOOKUP(B56,'Wilo Price List'!B:E,3,FALSE)","v":{"v":3003,"d":"£3,003"}},"PG03",340]
[null,2142041,"IL65/130-0,75/4-IE3","1 Pump","CronoLine-IL",{"$f":"VLOOKUP(B57,'Wilo Price List'!B:E,3,FALSE)","v":{"v":2852,"d":"£2,852"}},"PG03",340]
[null,2120893,"IL65/130-4/2-IE3","1 Pump","CronoLine-IL",{"$f":"VLOOKUP(B58,'Wilo Price List'!B:E,3,FALSE)","v":{"v":2987,"d":"£2,987"}},"PG03",340]
[null,2120894,"IL65/130-5,5/2-IE3","1 Pump","CronoLine-IL",{"$f":"VLOOKUP(B59,'Wilo Price List'!B:E,3,FALSE)","v":{"v":3477,"d":"£3,477"}},"PG03",340]
[null,2142042,"IL65/140-1,1/4-IE3","1 Pump","CronoLine-IL",{"$f":"VLOOKUP(B60,'Wilo Price List'!B:E,3,FALSE)","v":{"v":2478,"d":"£2,478"}},"PG03",340]
[null,2120895,"IL65/140-5,5/2-IE3","1 Pump","CronoLine-IL",{"$f":"VLOOKUP(B61,'Wilo Price List'!B:E,3,FALSE)","v":{"v":3451,"d":"£3,451"}},"PG03",340]
[null,2120896,"IL65/140-7,5/2-IE3","1 Pump","CronoLine-IL",{"$f":"VLOOKUP(B62,'Wilo Price List'!B:E,3,FALSE)","v":{"v":3611,"d":"£3,611"}},"PG03",340]
[null,2120760,"IL65/150-0,75/4-IE3","1 Pump","CronoLine-IL",{"$f":"VLOOKUP(B63,'Wilo Price List'!B:E,3,FALSE)","v":{"v":3269,"d":"£3,269"}},"PG03",430]
[null,2120897,"IL65/150-5,5/2-IE3","1 Pump","CronoLine-IL",{"$f":"VLOOKUP(B64,'Wilo Price List'!B:E,3,FALSE)","v":{"v":4059,"d":"£4,059"}},"PG03",430]
[null,2120761,"IL65/160-1,1/4-IE3","1 Pump","CronoLine-IL",{"$f":"VLOOKUP(B65,'Wilo Price List'!B:E,3,FALSE)","v":{"v":2910,"d":"£2,910"}},"PG03",430]
[null,2120898,"IL65/160-5,5/2-IE3","1 Pump","CronoLine-IL",{"$f":"VLOOKUP(B66,'Wilo Price List'!B:E,3,FALSE)","v":{"v":4060,"d":"£4,060"}},"PG03",430]
[null,2120899,"IL65/160-7,5/2-IE3","1 Pump","CronoLine-IL",{"$f":"VLOOKUP(B67,'Wilo Price List'!B:E,3,FALSE)","v":{"v":4221,"d":"£4,221"}},"PG03",430]
[null,2120762,"IL65/170-1,1/4-IE3","1 Pump","CronoLine-IL",{"$f":"VLOOKUP(B68,'Wilo Price List'!B:E,3,FALSE)","v":{"v":2930,"d":"£2,930"}},"PG03",430]
[null,2120763,"IL65/170-1,5/4-IE3","1 Pump","CronoLine-IL",{"$f":"VLOOKUP(B69,'Wilo Price List'!B:E,3,FALSE)","v":{"v":2953,"d":"£2,953"}},"PG03",430]
[null,2120900,"IL65/170-11/2-IE3","1 Pump","CronoLine-IL",{"$f":"VLOOKUP(B70,'Wilo Price List'!B:E,3,FALSE)","v":{"v":5168,"d":"£5,168"}},"PG03",430]
[null,2120901,"IL65/200-11/2-IE3","1 Pump","CronoLine-IL",{"$f":"VLOOKUP(B71,'Wilo Price List'!B:E,3,FALSE)","v":{"v":5084,"d":"£5,084"}},"PG03",475]
[null,2120902,"IL65/200-15/2-IE3","1 Pump","CronoLine-IL",{"$f":"VLOOKUP(B72,'Wilo Price List'!B:E,3,FALSE)","v":{"v":5432,"d":"£5,432"}},"PG03",475]
[null,2120903,"IL65/210-15/2-IE3","1 Pump","CronoLine-IL",{"$f":"VLOOKUP(B73,'Wilo Price List'!B:E,3,FALSE)","v":{"v":5432,"d":"£5,432"}},"PG03",475]
[null,2120904,"IL65/210-18,5/2-IE3","1 Pump","CronoLine-IL",{"$f":"VLOOKUP(B74,'Wilo Price List'!B:E,3,FALSE)","v":{"v":6467,"d":"£6,467"}},"PG03",475]
[null,2120764,"IL65/210-2,2/4-IE3","1 Pump","CronoLine-IL",{"$f":"VLOOKUP(B75,'Wilo Price List'!B:E,3,FALSE)","v":{"v":3213,"d":"£3,213"}},"PG03",475]
[null,2120905,"IL65/220-18,5/2-IE3","1 Pump","CronoLine-IL",{"$f":"VLOOKUP(B76,'Wilo Price List'!B:E,3,FALSE)","v":{"v":6467,"d":"£6,467"}},"PG03",475]
[null,2120765,"IL65/220-2,2/4-IE3","1 Pump","CronoLine-IL",{"$f":"VLOOKUP(B77,'Wilo Price List'!B:E,3,FALSE)","v":{"v":3200,"d":"£3,200"}},"PG03",475]
[null,2120906,"IL65/220-22/2-IE3","1 Pump","CronoLine-IL",{"$f":"VLOOKUP(B78,'Wilo Price List'!B:E,3,FALSE)","v":{"v":7285,"d":"£7,285"}},"PG03",475]
[null,2120766,"IL65/220-3/4-IE3","1 Pump","CronoLine-IL",{"$f":"VLOOKUP(B79,'Wilo Price List'!B:E,3,FALSE)","v":{"v":3303,"d":"£3,303"}},"PG03",475]
[null,2120907,"IL65/240-30/2-IE3","1 Pump","CronoLine-IL",{"$f":"VLOOKUP(B80,'Wilo Price List'!B:E,3,FALSE)","v":{"v":8554,"d":"£8,554"}},"PG03",475]
[null,2120767,"IL65/250-3/4-IE3","1 Pump","CronoLine-IL",{"$f":"VLOOKUP(B81,'Wilo Price List'!B:E,3,FALSE)","v":{"v":3580,"d":"£3,580"}},"PG03",475]
[null,2120768,"IL65/250-4/4-IE3","1 Pump","CronoLine-IL",{"$f":"VLOOKUP(B82,'Wilo Price List'!B:E,3,FALSE)","v":{"v":3722,"d":"£3,722"}},"PG03",475]
[null,2120908,"IL65/260-30/2-IE3","1 Pump","CronoLine-IL",{"$f":"VLOOKUP(B83,'Wilo Price List'!B:E,3,FALSE)","v":{"v":8554,"d":"£8,554"}},"PG03",475]
[null,2120909,"IL65/260-37/2-IE3","1 Pump","CronoLine-IL",{"$f":"VLOOKUP(B84,'Wilo Price List'!B:E,3,FALSE)","v":{"v":10140,"d":"£10,140"}},"PG03",475]
[null,2120769,"IL65/270-4/4-IE3","1 Pump","CronoLine-IL",{"$f":"VLOOKUP(B85,'Wilo Price List'!B:E,3,FALSE)","v":{"v":3716,"d":"£3,716"}},"PG03",475]
[null,2120770,"IL65/270-5,5/4-IE3","1 Pump","CronoLine-IL",{"$f":"VLOOKUP(B86,'Wilo Price List'!B:E,3,FALSE)","v":{"v":4307,"d":"£4,307"}},"PG03",475]
[]
[null,2120910,"IL80/110-3/2-IE3","1 Pump","CronoLine-IL",{"$f":"VLOOKUP(B88,'Wilo Price List'!B:E,3,FALSE)","v":{"v":2847,"d":"£2,847"}},"PG03",400]
[null,2120911,"IL80/120-4/2-IE3","1 Pump","CronoLine-IL",{"$f":"VLOOKUP(B89,'Wilo Price List'!B:E,3,FALSE)","v":{"v":3014,"d":"£3,014"}},"PG03",400]
[null,2120912,"IL80/130-5,5/2-IE3","1 Pump","CronoLine-IL",{"$f":"VLOOKUP(B90,'Wilo Price List'!B:E,3,FALSE)","v":{"v":3513,"d":"£3,513"}},"PG03",400]
[null,2120913,"IL80/140-7,5/2-IE3","1 Pump","CronoLine-IL",{"$f":"VLOOKUP(B91,'Wilo Price List'!B:E,3,FALSE)","v":{"v":3677,"d":"£3,677"}},"PG03",400]
[null,2120771,"IL80/145-1,1/4-IE3","1 Pump","CronoLine-IL",{"$f":"VLOOKUP(B92,'Wilo Price List'!B:E,3,FALSE)","v":{"v":3026,"d":"£3,026"}},"PG03",440]
[null,2120772,"IL80/150-1,1/4-IE3","1 Pump","CronoLine-IL",{"$f":"VLOOKUP(B93,'Wilo Price List'!B:E,3,FALSE)","v":{"v":3027,"d":"£3,027"}},"PG03",440]
[null,2120914,"IL80/150-7,5/2-IE3","1 Pump","CronoLine-IL",{"$f":"VLOOKUP(B94,'Wilo Price List'!B:E,3,FALSE)","v":{"v":4362,"d":"£4,362"}},"PG03",440]
[null,2120773,"IL80/160-1,5/4-IE3","1 Pump","CronoLine-IL",{"$f":"VLOOKUP(B95,'Wilo Price List'!B:E,3,FALSE)","v":{"v":3058,"d":"£3,058"}},"PG03",440]
[null,2120915,"IL80/160-11/2-IE3","1 Pump","CronoLine-IL",{"$f":"VLOOKUP(B96,'Wilo Price List'!B:E,3,FALSE)","v":{"v":5307,"d":"£5,307"}},"PG03",440]
[null,2120916,"IL80/170-11/2-IE3","1 Pump","CronoLine-IL",{"$f":"VLOOKUP(B97,'Wilo Price List'!B:E,3,FALSE)","v":{"v":5308,"d":"£5,308"}},"PG03",440]
[null,2120917,"IL80/170-15/2-IE3","1 Pump","CronoLine-IL",{"$f":"VLOOKUP(B98,'Wilo Price List'!B:E,3,FALSE)","v":{"v":5500,"d":"£5,500"}},"PG03",440]
[null,2120774,"IL80/170-2,2/4-IE3","1 Pump","CronoLine-IL",{"$f":"VLOOKUP(B99,'Wilo Price List'!B:E,3,FALSE)","v":{"v":3252,"d":"£3,252"}},"PG03",440]
[null,2120918,"IL80/190-15/2-IE3","1 Pump","CronoLine-IL",{"$f":"VLOOKUP(B100,'Wilo Price List'!B:E,3,FALSE)","v":{"v":5463,"d":"£5,463"}},"PG03",500]
[null,2120919,"IL80/190-18,5/2-IE3","1 Pump","CronoLine-IL",{"$f":"VLOOKUP(B101,'Wilo Price List'!B:E,3,FALSE)","v":{"v":6630,"d":"£6,630"}},"PG03",500]
[null,2120920,"IL80/200-18,5/2-IE3","1 Pump","CronoLine-IL",{"$f":"VLOOKUP(B102,'Wilo Price List'!B:E,3,FALSE)","v":{"v":6630,"d":"£6,630"}},"PG03",500]
[null,2120921,"IL80/200-22/2-IE3","1 Pump","CronoLine-IL",{"$f":"VLOOKUP(B103,'Wilo Price List'!B:E,3,FALSE)","v":{"v":7405,"d":"£7,405"}},"PG03",500]
[null,2120775,"IL80/210-3/4-IE3","1 Pump","CronoLine-IL",{"$f":"VLOOKUP(B104,'Wilo Price List'!B:E,3,FALSE)","v":{"v":3330,"d":"£3,330"}},"PG03",500]
[null,2120922,"IL80/210-30/2-IE3","1 Pump","CronoLine-IL",{"$f":"VLOOKUP(B105,'Wilo Price List'!B:E,3,FALSE)","v":{"v":8734,"d":"£8,734"}},"PG03",500]
[null,2120923,"IL80/220-22/2-IE3","1 Pump","CronoLine-IL",{"$f":"VLOOKUP(B106,'Wilo Price List'!B:E,3,FALSE)","v":{"v":7405,"d":"£7,405"}},"PG03",500]
[null,2120924,"IL80/220-30/2-IE3","1 Pump","CronoLine-IL",{"$f":"VLOOKUP(B107,'Wilo Price List'!B:E,3,FALSE)","v":{"v":8734,"d":"£8,734"}},"PG03",500]
[null,2120776,"IL80/220-4/4-IE3","1 Pump","CronoLine-IL",{"$f":"VLOOKUP(B108,'Wilo Price List'!B:E,3,FALSE)","v":{"v":3728,"d":"£3,728"}},"PG03",500]
[null,2120777,"IL80/270-5,5/4-IE3","1 Pump","CronoLine-IL",{"$f":"VLOOKUP(B109,'Wilo Price List'!B:E,3,FALSE)","v":{"v":4318,"d":"£4,318"}},"PG03",500]
[null,2157053,"IL80/285-5,5/4","1 Pump","CronoLine-IL",{"$f":"VLOOKUP(B110,'Wilo Price List'!B:E,3,FALSE)","v":{"v":4085,"d":"£4,085"}},"PG03"]
[null,2157052,"IL80/295-5,5/4","1 Pump","CronoLine-IL",{"$f":"VLOOKUP(B111,'Wilo Price List'!B:E,3,FALSE)","v":{"v":4085,"d":"£4,085"}},"PG03"]
[null,2169789,"IL80/295-7,5/4","1 Pump","CronoLine-IL",{"$f":"VLOOKUP(B112,'Wilo Price List'!B:E,3,FALSE)","v":{"v":4709,"d":"£4,709"}},"PG03"]
[null,2157049,"IL80/305-11/4","1 Pump","CronoLine-IL",{"$f":"VLOOKUP(B113,'Wilo Price List'!B:E,3,FALSE)","v":{"v":5946,"d":"£5,946"}},"PG03"]
[null,2157051,"IL80/305-7,5/4","1 Pump","CronoLine-IL",{"$f":"VLOOKUP(B114,'Wilo Price List'!B:E,3,FALSE)","v":{"v":4709,"d":"£4,709"}},"PG03"]
[null,2157050,"IL80/315-11/4","1 Pump","CronoLine-IL",{"$f":"VLOOKUP(B115,'Wilo Price List'!B:E,3,FALSE)","v":{"v":5946,"d":"£5,946"}},"PG03"]
[null,2157048,"IL80/315-15/4","1 Pump","CronoLine-IL",{"$f":"VLOOKUP(B116,'Wilo Price List'!B:E,3,FALSE)","v":{"v":7389,"d":"£7,389"}},"PG03"]
[]
[null,2120778,"IL100/145-1,1/4-IE3","1 Pump","CronoLine-IL",{"$f":"VLOOKUP(B118,'Wilo Price List'!B:E,3,FALSE)","v":{"v":2998,"d":"£2,998"}},"PG03",500]
[null,2120925,"IL100/145-11/2-IE3","1 Pump","CronoLine-IL",{"$f":"VLOOKUP(B119,'Wilo Price List'!B:E,3,FALSE)","v":{"v":5307,"d":"£5,307"}},"PG03",500]
[null,2120779,"IL100/150-1,5/4-IE3","1 Pump","CronoLine-IL",{"$f":"VLOOKUP(B120,'Wilo Price List'!B:E,3,FALSE)","v":{"v":3769,"d":"£3,769"}},"PG03",500]
[null,2120926,"IL100/150-15/2-IE3","1 Pump","CronoLine-IL",{"$f":"VLOOKUP(B121,'Wilo Price List'!B:E,3,FALSE)","v":{"v":5974,"d":"£5,974"}},"PG03",500]
[null,2120927,"IL100/160-15/2-IE3","1 Pump","CronoLine-IL",{"$f":"VLOOKUP(B122,'Wilo Price List'!B:E,3,FALSE)","v":{"v":5974,"d":"£5,974"}},"PG03",500]
[null,2120928,"IL100/160-18,5/2-IE3","1 Pump","CronoLine-IL",{"$f":"VLOOKUP(B123,'Wilo Price List'!B:E,3,FALSE)","v":{"v":6971,"d":"£6,971"}},"PG03",500]
[null,2120780,"IL100/160-2,2/4-IE3","1 Pump","CronoLine-IL",{"$f":"VLOOKUP(B124,'Wilo Price List'!B:E,3,FALSE)","v":{"v":4025,"d":"£4,025"}},"PG03",500]
[null,2120929,"IL100/165-22/2-IE3","1 Pump","CronoLine-IL",{"$f":"VLOOKUP(B125,'Wilo Price List'!B:E,3,FALSE)","v":{"v":7853,"d":"£7,853"}},"PG03",500]
[null,2120781,"IL100/170-2,2/4-IE3","1 Pump","CronoLine-IL",{"$f":"VLOOKUP(B126,'Wilo Price List'!B:E,3,FALSE)","v":{"v":4025,"d":"£4,025"}},"PG03",500]
[null,2120930,"IL100/170-22/2-IE3","1 Pump","CronoLine-IL",{"$f":"VLOOKUP(B127,'Wilo Price List'!B:E,3,FALSE)","v":{"v":7853,"d":"£7,853"}},"PG03",500]
[null,2120782,"IL100/170-3/4-IE3","1 Pump","CronoLine-IL",{"$f":"VLOOKUP(B128,'Wilo Price List'!B:E,3,FALSE)","v":{"v":4072,"d":"£4,072"}},"PG03",500]
[null,2120931,"IL100/170-30/2-IE3","1 Pump","CronoLine-IL",{"$f":"VLOOKUP(B129,'Wilo Price List'!B:E,3,FALSE)","v":{"v":9594,"d":"£9,594"}},"PG03",500]
[null,2120932,"IL100/190-30/2-IE3","1 Pump","CronoLine-IL",{"$f":"VLOOKUP(B130,'Wilo Price List'!B:E,3,FALSE)","v":{"v":9594,"d":"£9,594"}},"PG03",550]
[null,2120783,"IL100/200-3/4-IE3","1 Pump","CronoLine-IL",{"$f":"VLOOKUP(B131,'Wilo Price List'!B:E,3,FALSE)","v":{"v":4072,"d":"£4,072"}},"PG03",550]
[null,2120784,"IL100/200-4/4-IE3","1 Pump","CronoLine-IL",{"$f":"VLOOKUP(B132,'Wilo Price List'!B:E,3,FALSE)","v":{"v":4856,"d":"£4,856"}},"PG03",550]
[null,2120933,"IL100/210-30/2-IE3","1 Pump","CronoLine-IL",{"$f":"VLOOKUP(B133,'Wilo Price List'!B:E,3,FALSE)","v":{"v":9594,"d":"£9,594"}},"PG03",550]
[null,2120934,"IL100/210-37/2-IE3","1 Pump","CronoLine-IL",{"$f":"VLOOKUP(B134,'Wilo Price List'!B:E,3,FALSE)","v":{"v":12217,"d":"£12,217"}},"PG03",550]
[null,2120785,"IL100/220-4/4-IE3","1 Pump","CronoLine-IL",{"$f":"VLOOKUP(B135,'Wilo Price List'!B:E,3,FALSE)","v":{"v":4856,"d":"£4,856"}},"PG03",550]
[null,2120786,"IL100/220-5,5/4-IE3","1 Pump","CronoLine-IL",{"$f":"VLOOKUP(B136,'Wilo Price List'!B:E,3,FALSE)","v":{"v":5582,"d":"£5,582"}},"PG03",550]
[null,2120787,"IL100/250-5,5/4-IE3","1 Pump","CronoLine-IL",{"$f":"VLOOKUP(B137,'Wilo Price List'!B:E,3,FALSE)","v":{"v":5582,"d":"£5,582"}},"PG03",550]
[null,2120788,"IL100/250-7,5/4-IE3","1 Pump","CronoLine-IL",{"$f":"VLOOKUP(B138,'Wilo Price List'!B:E,3,FALSE)","v":{"v":6276,"d":"£6,276"}},"PG03",550]
[null,2120790,"IL100/260-11/4-IE3","1 Pump","CronoLine-IL",{"$f":"VLOOKUP(B139,'Wilo Price List'!B:E,3,FALSE)","v":{"v":7516,"d":"£7,516"}},"PG03",550]
[null,2120789,"IL100/260-7,5/4-IE3","1 Pump","CronoLine-IL",{"$f":"VLOOKUP(B140,'Wilo Price List'!B:E,3,FALSE)","v":{"v":6276,"d":"£6,276"}},"PG03",550]
[null,2160652,"IL100/265-5,5/4","1 Pump","CronoLine-IL",{"$f":"VLOOKUP(B141,'Wilo Price List'!B:E,3,FALSE)","v":{"v":5582,"d":"£5,582"}},"PG03"]
[null,2120791,"IL100/270-11/4-IE3","1 Pump","CronoLine-IL",{"$f":"VLOOKUP(B142,'Wilo Price List'!B:E,3,FALSE)","v":{"v":7516,"d":"£7,516"}},"PG03",550]
[null,2160651,"IL100/275-7,5/4","1 Pump","CronoLine-IL",{"$f":"VLOOKUP(B143,'Wilo Price List'!B:E,3,FALSE)","v":{"v":6276,"d":"£6,276"}},"PG03"]
[null,2160650,"IL100/285-11/4","1 Pump","CronoLine-IL",{"$f":"VLOOKUP(B144,'Wilo Price List'!B:E,3,FALSE)","v":{"v":7706,"d":"£7,706"}},"PG03"]
[null,2169793,"IL100/295-11/4","1 Pump","CronoLine-IL",{"$f":"VLOOKUP(B145,'Wilo Price List'!B:E,3,FALSE)","v":{"v":7706,"d":"£7,706"}},"PG03"]
[null,2160649,"IL100/295-15/4","1 Pump","CronoLine-IL",{"$f":"VLOOKUP(B146,'Wilo Price List'!B:E,3,FALSE)","v":{"v":8672,"d":"£8,672"}},"PG03"]
[null,2169792,"IL100/305-15/4","1 Pump","CronoLine-IL",{"$f":"VLOOKUP(B147,'Wilo Price List'!B:E,3,FALSE)","v":{"v":8672,"d":"£8,672"}},"PG03"]
[null,2160648,"IL100/305-18,5/4","1 Pump","CronoLine-IL",{"$f":"VLOOKUP(B148,'Wilo Price List'!B:E,3,FALSE)","v":{"v":9175,"d":"£9,175"}},"PG03"]
[null,2169791,"IL100/315-18,5/4","1 Pump","CronoLine-IL",{"$f":"VLOOKUP(B149,'Wilo Price List'!B:E,3,FALSE)","v":{"v":9175,"d":"£9,175"}},"PG03"]
[null,2160647,"IL100/315-22/4","1 Pump","CronoLine-IL",{"$f":"VLOOKUP(B150,'Wilo Price List'!B:E,3,FALSE)","v":{"v":9572,"d":"£9,572"}},"PG03"]
[null,2160880,"IL100/350-11/4","1 Pump","CronoLine-IL",{"$f":"VLOOKUP(B151,'Wilo Price List'!B:E,3,FALSE)","v":{"v":14319,"d":"£14,319"}},"PG03",760]
[null,2151501,"IL100/350-15/4","1 Pump","CronoLine-IL",{"$f":"VLOOKUP(B152,'Wilo Price List'!B:E,3,FALSE)","v":{"v":14493,"d":"£14,493"}},"PG03",760]
[null,2160879,"IL100/360-15/4","1 Pump","CronoLine-IL",{"$f":"VLOOKUP(B153,'Wilo Price List'!B:E,3,FALSE)","v":{"v":14257,"d":"£14,257"}},"PG03",760]
[null,2151500,"IL100/360-18,5/4","1 Pump","CronoLine-IL",{"$f":"VLOOKUP(B154,'Wilo Price List'!B:E,3,FALSE)","v":{"v":14894,"d":"£14,894"}},"PG03",760]
[null,2160878,"IL100/370-18,5/4","1 Pump","CronoLine-IL",{"$f":"VLOOKUP(B155,'Wilo Price List'!B:E,3,FALSE)","v":{"v":14894,"d":"£14,894"}},"PG03",760]
[null,2151499,"IL100/370-22/4","1 Pump","CronoLine-IL",{"$f":"VLOOKUP(B156,'Wilo Price List'!B:E,3,FALSE)","v":{"v":15034,"d":"£15,034"}},"PG03",760]
[null,2160877,"IL100/380-22/4","1 Pump","CronoLine-IL",{"$f":"VLOOKUP(B157,'Wilo Price List'!B:E,3,FALSE)","v":{"v":12611,"d":"£12,611"}},"PG03",760]
[null,2151498,"IL100/380-30/4","1 Pump","CronoLine-IL",{"$f":"VLOOKUP(B158,'Wilo Price List'!B:E,3,FALSE)","v":{"v":15095,"d":"£15,095"}},"PG03",760]
[null,2160876,"IL100/390-30/4","1 Pump","CronoLine-IL",{"$f":"VLOOKUP(B159,'Wilo Price List'!B:E,3,FALSE)","v":{"v":12990,"d":"£12,990"}},"PG03",760]
[null,2151497,"IL100/390-37/4","1 Pump","CronoLine-IL",{"$f":"VLOOKUP(B160,'Wilo Price List'!B:E,3,FALSE)","v":{"v":20858,"d":"£20,858"}},"PG03",760]
[null,2160875,"IL100/400-37/4","1 Pump","CronoLine-IL",{"$f":"VLOOKUP(B161,'Wilo Price List'!B:E,3,FALSE)","v":{"v":21284,"d":"£21,284"}},"PG03",760]
[null,2151496,"IL100/400-45/4","1 Pump","CronoLine-IL",{"$f":"VLOOKUP(B162,'Wilo Price List'!B:E,3,FALSE)","v":{"v":21835,"d":"£21,835"}},"PG03",760]
[]
[null,2120792,"IL125/145-1,5/4-IE3","1 Pump","CronoLine-IL",{"$f":"VLOOKUP(B164,'Wilo Price List'!B:E,3,FALSE)","v":{"v":4385,"d":"£4,385"}},"PG03",620]
[null,2120935,"IL125/145-15/2-IE3","1 Pump","CronoLine-IL",{"$f":"VLOOKUP(B165,'Wilo Price List'!B:E,3,FALSE)","v":{"v":8196,"d":"£8,196"}},"PG03",620]
[null,2120936,"IL125/150-18,5/2-IE3","1 Pump","CronoLine-IL",{"$f":"VLOOKUP(B166,'Wilo Price List'!B:E,3,FALSE)","v":{"v":8954,"d":"£8,954"}},"PG03",620]
[null,2120793,"IL125/150-2,2/4-IE3","1 Pump","CronoLine-IL",{"$f":"VLOOKUP(B167,'Wilo Price List'!B:E,3,FALSE)","v":{"v":4598,"d":"£4,598"}},"PG03",620]
[null,2120937,"IL125/160-22/2-IE3","1 Pump","CronoLine-IL",{"$f":"VLOOKUP(B168,'Wilo Price List'!B:E,3,FALSE)","v":{"v":9936,"d":"£9,936"}},"PG03",620]
[null,2120794,"IL125/160-3/4-IE3","1 Pump","CronoLine-IL",{"$f":"VLOOKUP(B169,'Wilo Price List'!B:E,3,FALSE)","v":{"v":4685,"d":"£4,685"}},"PG03",620]
[null,2120938,"IL125/165-30/2-IE3","1 Pump","CronoLine-IL",{"$f":"VLOOKUP(B170,'Wilo Price List'!B:E,3,FALSE)","v":{"v":11980,"d":"£11,980"}},"PG03",620]
[null,2120939,"IL125/170-37/2-IE3","1 Pump","CronoLine-IL",{"$f":"VLOOKUP(B171,'Wilo Price List'!B:E,3,FALSE)","v":{"v":12752,"d":"£12,752"}},"PG03",620]
[null,2120795,"IL125/170-4/4-IE3","1 Pump","CronoLine-IL",{"$f":"VLOOKUP(B172,'Wilo Price List'!B:E,3,FALSE)","v":{"v":4970,"d":"£4,970"}},"PG03",620]
[null,2120796,"IL125/190-4/4-IE3","1 Pump","CronoLine-IL",{"$f":"VLOOKUP(B173,'Wilo Price List'!B:E,3,FALSE)","v":{"v":4970,"d":"£4,970"}},"PG03",620]
[null,2120797,"IL125/210-5,5/4-IE3","1 Pump","CronoLine-IL",{"$f":"VLOOKUP(B174,'Wilo Price List'!B:E,3,FALSE)","v":{"v":5701,"d":"£5,701"}},"PG03",620]
[null,2120798,"IL125/220-5,5/4-IE3","1 Pump","CronoLine-IL",{"$f":"VLOOKUP(B175,'Wilo Price List'!B:E,3,FALSE)","v":{"v":5701,"d":"£5,701"}},"PG03",620]
[null,2120799,"IL125/220-7,5/4-IE3","1 Pump","CronoLine-IL",{"$f":"VLOOKUP(B176,'Wilo Price List'!B:E,3,FALSE)","v":{"v":6726,"d":"£6,726"}},"PG03",620]
[null,2120800,"IL125/250-11/4-IE3","1 Pump","CronoLine-IL",{"$f":"VLOOKUP(B177,'Wilo Price List'!B:E,3,FALSE)","v":{"v":7690,"d":"£7,690"}},"PG03",620]
[null,2120801,"IL125/270-11/4-IE3","1 Pump","CronoLine-IL",{"$f":"VLOOKUP(B178,'Wilo Price List'!B:E,3,FALSE)","v":{"v":7690,"d":"£7,690"}},"PG03",620]
[null,2120802,"IL125/270-15/4-IE3","1 Pump","CronoLine-IL",{"$f":"VLOOKUP(B179,'Wilo Price List'!B:E,3,FALSE)","v":{"v":8973,"d":"£8,973"}},"PG03",620]
[null,2120803,"IL125/300-15/4-IE3","1 Pump","CronoLine-IL",{"$f":"VLOOKUP(B180,'Wilo Price List'!B:E,3,FALSE)","v":{"v":8973,"d":"£8,973"}},"PG03",700]
[null,2120804,"IL125/300-18,5/4-IE3","1 Pump","CronoLine-IL",{"$f":"VLOOKUP(B181,'Wilo Price List'!B:E,3,FALSE)","v":{"v":9564,"d":"£9,564"}},"PG03",700]
[null,2120805,"IL125/320-18,5/4-IE3","1 Pump","CronoLine-IL",{"$f":"VLOOKUP(B182,'Wilo Price List'!B:E,3,FALSE)","v":{"v":9564,"d":"£9,564"}},"PG03",700]
[null,2120806,"IL125/320-22/4-IE3","1 Pump","CronoLine-IL",{"$f":"VLOOKUP(B183,'Wilo Price List'!B:E,3,FALSE)","v":{"v":10315,"d":"£10,315"}},"PG03",700]
[null,2120807,"IL125/340-22/4-IE3","1 Pump","CronoLine-IL",{"$f":"VLOOKUP(B184,'Wilo Price List'!B:E,3,FALSE)","v":{"v":10315,"d":"£10,315"}},"PG03",700]
[null,2120808,"IL125/340-30/4-IE3","1 Pump","CronoLine-IL",{"$f":"VLOOKUP(B185,'Wilo Price List'!B:E,3,FALSE)","v":{"v":10985,"d":"£10,985"}},"PG03",700]
[null,2169767,"IL125/380-30/4","1 Pump","CronoLine-IL",{"$f":"VLOOKUP(B186,'Wilo Price List'!B:E,3,FALSE)","v":{"v":13796,"d":"£13,796"}},"PG03",860]
[null,2160655,"IL125/380-37/4","1 Pump","CronoLine-IL",{"$f":"VLOOKUP(B187,'Wilo Price List'!B:E,3,FALSE)","v":{"v":20213,"d":"£20,213"}},"PG03",860]
[null,2169766,"IL125/390-37/4","1 Pump","CronoLine-IL",{"$f":"VLOOKUP(B188,'Wilo Price List'!B:E,3,FALSE)","v":{"v":20213,"d":"£20,213"}},"PG03",860]
[null,2160654,"IL125/390-45/4","1 Pump","CronoLine-IL",{"$f":"VLOOKUP(B189,'Wilo Price List'!B:E,3,FALSE)","v":{"v":20761,"d":"£20,761"}},"PG03",860]
[null,2169765,"IL125/400-45/4","1 Pump","CronoLine-IL",{"$f":"VLOOKUP(B190,'Wilo Price List'!B:E,3,FALSE)","v":{"v":20761,"d":"£20,761"}},"PG03",860]
[null,2160653,"IL125/400-55/4","1 Pump","CronoLine-IL",{"$f":"VLOOKUP(B191,'Wilo Price List'!B:E,3,FALSE)","v":{"v":22097,"d":"£22,097"}},"PG03",860]
[]
[null,2120809,"IL150/190-5,5/4-IE3","1 Pump","CronoLine-IL",{"$f":"VLOOKUP(B193,'Wilo Price List'!B:E,3,FALSE)","v":{"v":5769,"d":"£5,769"}},"PG03",700]
[null,2120810,"IL150/200-7,5/4-IE3","1 Pump","CronoLine-IL",{"$f":"VLOOKUP(B194,'Wilo Price List'!B:E,3,FALSE)","v":{"v":7552,"d":"£7,552"}},"PG03",700]
[null,2120811,"IL150/220-11/4-IE3","1 Pump","CronoLine-IL",{"$f":"VLOOKUP(B195,'Wilo Price List'!B:E,3,FALSE)","v":{"v":7930,"d":"£7,930"}},"PG03",700]
[null,2120812,"IL150/250-15/4-IE3","1 Pump","CronoLine-IL",{"$f":"VLOOKUP(B196,'Wilo Price List'!B:E,3,FALSE)","v":{"v":9029,"d":"£9,029"}},"PG03",700]
[null,2120813,"IL150/260-15/4-IE3","1 Pump","CronoLine-IL",{"$f":"VLOOKUP(B197,'Wilo Price List'!B:E,3,FALSE)","v":{"v":9029,"d":"£9,029"}},"PG03",700]
[null,2120814,"IL150/260-18,5/4-IE3","1 Pump","CronoLine-IL",{"$f":"VLOOKUP(B198,'Wilo Price List'!B:E,3,FALSE)","v":{"v":10427,"d":"£10,427"}},"PG03",700]
[null,2120815,"IL150/270-18,5/4-IE3","1 Pump","CronoLine-IL",{"$f":"VLOOKUP(B199,'Wilo Price List'!B:E,3,FALSE)","v":{"v":10427,"d":"£10,427"}},"PG03",700]
[null,2120816,"IL150/270-22/4-IE3","1 Pump","CronoLine-IL",{"$f":"VLOOKUP(B200,'Wilo Price List'!B:E,3,FALSE)","v":{"v":11318,"d":"£11,318"}},"PG03",700]
[null,2142043,"IL150/305-30/4-IE3","1 Pump","CronoLine-IL",{"$f":"VLOOKUP(B201,'Wilo Price List'!B:E,3,FALSE)","v":{"v":14595,"d":"£14,595"}},"PG03",770]
[null,2142044,"IL150/325-30/4-IE3","1 Pump","CronoLine-IL",{"$f":"VLOOKUP(B202,'Wilo Price List'!B:E,3,FALSE)","v":{"v":14595,"d":"£14,595"}},"PG03",770]
[null,2142045,"IL150/325-37/4-IE3","1 Pump","CronoLine-IL",{"$f":"VLOOKUP(B203,'Wilo Price List'!B:E,3,FALSE)","v":{"v":15416,"d":"£15,416"}},"PG03",770]
[null,2142046,"IL150/335-37/4-IE3","1 Pump","CronoLine-IL",{"$f":"VLOOKUP(B204,'Wilo Price List'!B:E,3,FALSE)","v":{"v":15416,"d":"£15,416"}},"PG03",770]
[null,2142047,"IL150/335-45/4-IE3","1 Pump","CronoLine-IL",{"$f":"VLOOKUP(B205,'Wilo Price List'!B:E,3,FALSE)","v":{"v":18106,"d":"£18,106"}},"PG03",770]
[null,2169772,"IL150/360-30/4","1 Pump","CronoLine-IL",{"$f":"VLOOKUP(B206,'Wilo Price List'!B:E,3,FALSE)","v":{"v":14595,"d":"£14,595"}},"PG03",940]
[null,2160663,"IL150/360-37/4","1 Pump","CronoLine-IL",{"$f":"VLOOKUP(B207,'Wilo Price List'!B:E,3,FALSE)","v":{"v":19588,"d":"£19,588"}},"PG03",940]
[null,2169771,"IL150/370-37/4","1 Pump","CronoLine-IL",{"$f":"VLOOKUP(B208,'Wilo Price List'!B:E,3,FALSE)","v":{"v":19588,"d":"£19,588"}},"PG03",940]
[null,2160662,"IL150/370-45/4","1 Pump","CronoLine-IL",{"$f":"VLOOKUP(B209,'Wilo Price List'!B:E,3,FALSE)","v":{"v":20136,"d":"£20,136"}},"PG03",940]
[null,2169770,"IL150/380-45/4","1 Pump","CronoLine-IL",{"$f":"VLOOKUP(B210,'Wilo Price List'!B:E,3,FALSE)","v":{"v":20136,"d":"£20,136"}},"PG03",940]
[null,2160661,"IL150/380-55/4","1 Pump","CronoLine-IL",{"$f":"VLOOKUP(B211,'Wilo Price List'!B:E,3,FALSE)","v":{"v":21912,"d":"£21,912"}},"PG03",940]
[null,2169769,"IL150/390-55/4","1 Pump","CronoLine-IL",{"$f":"VLOOKUP(B212,'Wilo Price List'!B:E,3,FALSE)","v":{"v":21912,"d":"£21,912"}},"PG03",940]
[null,2160660,"IL150/390-75/4","1 Pump","CronoLine-IL",{"$f":"VLOOKUP(B213,'Wilo Price List'!B:E,3,FALSE)","v":{"v":41781,"d":"£41,781"}},"PG03",940]
[null,2169768,"IL150/400-75/4","1 Pump","CronoLine-IL",{"$f":"VLOOKUP(B214,'Wilo Price List'!B:E,3,FALSE)","v":{"v":41781,"d":"£41,781"}},"PG03",940]
[null,2160659,"IL150/400-90/4","1 Pump","CronoLine-IL",{"$f":"VLOOKUP(B215,'Wilo Price List'!B:E,3,FALSE)","v":{"v":43501,"d":"£43,501"}},"PG03",940]
[]
[null,2169709,"IL200/180-7,5/4","1 Pump","CronoLine-IL",{"$f":"VLOOKUP(B217,'Wilo Price List'!B:E,3,FALSE)","v":{"v":8377,"d":"£8,377"}},"PG03"]
[null,2169708,"IL200/190-11/4","1 Pump","CronoLine-IL",{"$f":"VLOOKUP(B218,'Wilo Price List'!B:E,3,FALSE)","v":{"v":11263,"d":"£11,263"}},"PG03"]
[null,2169707,"IL200/200-15/4","1 Pump","CronoLine-IL",{"$f":"VLOOKUP(B219,'Wilo Price List'!B:E,3,FALSE)","v":{"v":11282,"d":"£11,282"}},"PG03"]
[null,2120827,"IL200/230-11/4-IE3","1 Pump","CronoLine-IL",{"$f":"VLOOKUP(B220,'Wilo Price List'!B:E,3,FALSE)","v":{"v":11548,"d":"£11,548"}},"PG03",800]
[null,2120828,"IL200/240-15/4-IE3","1 Pump","CronoLine-IL",{"$f":"VLOOKUP(B221,'Wilo Price List'!B:E,3,FALSE)","v":{"v":11569,"d":"£11,569"}},"PG03",800]
[null,2120940,"IL200/240-7,5/6-IE3","1 Pump","CronoLine-IL",{"$f":"VLOOKUP(B222,'Wilo Price List'!B:E,3,FALSE)","v":{"v":12648,"d":"£12,648"}},"PG03",800]
[null,2120829,"IL200/250-18,5/4-IE3","1 Pump","CronoLine-IL",{"$f":"VLOOKUP(B223,'Wilo Price List'!B:E,3,FALSE)","v":{"v":12309,"d":"£12,309"}},"PG03",800]
[null,2120830,"IL200/260-22/4-IE3","1 Pump","CronoLine-IL",{"$f":"VLOOKUP(B224,'Wilo Price List'!B:E,3,FALSE)","v":{"v":13239,"d":"£13,239"}},"PG03",800]
[null,2120941,"IL200/260-7,5/6-IE3","1 Pump","CronoLine-IL",{"$f":"VLOOKUP(B225,'Wilo Price List'!B:E,3,FALSE)","v":{"v":12537,"d":"£12,537"}},"PG03",800]
[null,2120831,"IL200/265-22/4-IE3","1 Pump","CronoLine-IL",{"$f":"VLOOKUP(B226,'Wilo Price List'!B:E,3,FALSE)","v":{"v":13239,"d":"£13,239"}},"PG03",800]
[null,2120832,"IL200/265-30/4-IE3","1 Pump","CronoLine-IL",{"$f":"VLOOKUP(B227,'Wilo Price List'!B:E,3,FALSE)","v":{"v":16086,"d":"£16,086"}},"PG03",800]
[null,2120942,"IL200/270-11/6-IE3","1 Pump","CronoLine-IL",{"$f":"VLOOKUP(B228,'Wilo Price List'!B:E,3,FALSE)","v":{"v":13049,"d":"£13,049"}},"PG03",800]
[null,2120833,"IL200/270-30/4-IE3","1 Pump","CronoLine-IL",{"$f":"VLOOKUP(B229,'Wilo Price List'!B:E,3,FALSE)","v":{"v":16086,"d":"£16,086"}},"PG03",800]
[null,2142048,"IL200/300-37/4-IE3","1 Pump","CronoLine-IL",{"$f":"VLOOKUP(B230,'Wilo Price List'!B:E,3,FALSE)","v":{"v":17080,"d":"£17,080"}},"PG03",820]
[null,2142049,"IL200/315-37/4-IE3","1 Pump","CronoLine-IL",{"$f":"VLOOKUP(B231,'Wilo Price List'!B:E,3,FALSE)","v":{"v":17080,"d":"£17,080"}},"PG03",820]
[null,2142050,"IL200/335-37/4-IE3","1 Pump","CronoLine-IL",{"$f":"VLOOKUP(B232,'Wilo Price List'!B:E,3,FALSE)","v":{"v":17080,"d":"£17,080"}},"PG03",820]
[null,2142051,"IL200/335-45/4-IE3","1 Pump","CronoLine-IL",{"$f":"VLOOKUP(B233,'Wilo Price List'!B:E,3,FALSE)","v":{"v":19612,"d":"£19,612"}},"PG03",820]
[null,2142052,"IL200/345-45/4-IE3","1 Pump","CronoLine-IL",{"$f":"VLOOKUP(B234,'Wilo Price List'!B:E,3,FALSE)","v":{"v":19612,"d":"£19,612"}},"PG03",820]
[null,2142053,"IL200/345-55/4-IE3","1 Pump","CronoLine-IL",{"$f":"VLOOKUP(B235,'Wilo Price List'!B:E,3,FALSE)","v":{"v":20487,"d":"£20,487"}},"PG03",820]
[null,2155280,"IL200/360-37/4","1 Pump","CronoLine-IL",{"$f":"VLOOKUP(B236,'Wilo Price List'!B:E,3,FALSE)","v":{"v":20908,"d":"£20,908"}},"PG03",1100]
[null,2145051,"IL200/360-45/4","1 Pump","CronoLine-IL",{"$f":"VLOOKUP(B237,'Wilo Price List'!B:E,3,FALSE)","v":{"v":22976,"d":"£22,976"}},"PG03",1100]
[null,2155279,"IL200/370-45/4","1 Pump","CronoLine-IL",{"$f":"VLOOKUP(B238,'Wilo Price List'!B:E,3,FALSE)","v":{"v":22375,"d":"£22,375"}},"PG03",1100]
[null,2145052,"IL200/370-55/4","1 Pump","CronoLine-IL",{"$f":"VLOOKUP(B239,'Wilo Price List'!B:E,3,FALSE)","v":{"v":25585,"d":"£25,585"}},"PG03",1100]
[null,2155278,"IL200/380-55/4","1 Pump","CronoLine-IL",{"$f":"VLOOKUP(B240,'Wilo Price List'!B:E,3,FALSE)","v":{"v":23127,"d":"£23,127"}},"PG03",1100]
[null,2145053,"IL200/380-75/4","1 Pump","CronoLine-IL",{"$f":"VLOOKUP(B241,'Wilo Price List'!B:E,3,FALSE)","v":{"v":43789,"d":"£43,789"}},"PG03",1100]
[null,2155277,"IL200/390-75/4","1 Pump","CronoLine-IL",{"$f":"VLOOKUP(B242,'Wilo Price List'!B:E,3,FALSE)","v":{"v":44991,"d":"£44,991"}},"PG03",1100]
[null,2145054,"IL200/390-90/4","1 Pump","CronoLine-IL",{"$f":"VLOOKUP(B243,'Wilo Price List'!B:E,3,FALSE)","v":{"v":46712,"d":"£46,712"}},"PG03",1100]
[null,2145055,"IL200/400-110/4","1 Pump","CronoLine-IL",{"$f":"VLOOKUP(B244,'Wilo Price List'!B:E,3,FALSE)","v":{"v":62556,"d":"£62,556"}},"PG03",1100]
[null,2155276,"IL200/400-90/4","1 Pump","CronoLine-IL",{"$f":"VLOOKUP(B245,'Wilo Price List'!B:E,3,FALSE)","v":{"v":46207,"d":"£46,207"}},"PG03",1100]
[]
[null,2151795,"IL250/365-75/4-IE3","1 Pump","CronoLine-IL",{"$f":"VLOOKUP(B247,'Wilo Price List'!B:E,3,FALSE)","v":{"v":54913,"d":"£54,913"}},"PG03",1150]
[null,2151794,"IL250/375-75/4-IE3","1 Pump","CronoLine-IL",{"$f":"VLOOKUP(B248,'Wilo Price List'!B:E,3,FALSE)","v":{"v":54697,"d":"£54,697"}},"PG03",1150]
[null,2151793,"IL250/385-75/4-IE3","1 Pump","CronoLine-IL",{"$f":"VLOOKUP(B249,'Wilo Price List'!B:E,3,FALSE)","v":{"v":54656,"d":"£54,656"}},"PG03",1150]
[null,2151792,"IL250/385-90/4-IE3","1 Pump","CronoLine-IL",{"$f":"VLOOKUP(B250,'Wilo Price List'!B:E,3,FALSE)","v":{"v":56292,"d":"£56,292"}},"PG03",1150]
[null,2151790,"IL250/395-110/4-IE3","1 Pump","CronoLine-IL",{"$f":"VLOOKUP(B251,'Wilo Price List'!B:E,3,FALSE)","v":{"v":69590,"d":"£69,590"}},"PG03",1150]
[null,2151791,"IL250/395-90/4-IE3","1 Pump","CronoLine-IL",{"$f":"VLOOKUP(B252,'Wilo Price List'!B:E,3,FALSE)","v":{"v":56430,"d":"£56,430"}},"PG03",1150]
[null,2151788,"IL250/405-110/4-IE3","1 Pump","CronoLine-IL",{"$f":"VLOOKUP(B253,'Wilo Price List'!B:E,3,FALSE)","v":{"v":71460,"d":"£71,460"}},"PG03",1150]
[null,2151789,"IL250/405-90/4-IE3","1 Pump","CronoLine-IL",{"$f":"VLOOKUP(B254,'Wilo Price List'!B:E,3,FALSE)","v":{"v":56448,"d":"£56,448"}},"PG03",1150]
[null,2151787,"IL250/415-110/4-IE3","1 Pump","CronoLine-IL",{"$f":"VLOOKUP(B255,'Wilo Price List'!B:E,3,FALSE)","v":{"v":68969,"d":"£68,969"}},"PG03",1150]
[null,2151786,"IL250/415-132/4-IE3","1 Pump","CronoLine-IL",{"$f":"VLOOKUP(B256,'Wilo Price List'!B:E,3,FALSE)","v":{"v":71095,"d":"£71,095"}},"PG03",1150]
[null,2151785,"IL250/425-110/4-IE3","1 Pump","CronoLine-IL",{"$f":"VLOOKUP(B257,'Wilo Price List'!B:E,3,FALSE)","v":{"v":69494,"d":"£69,494"}},"PG03",1150]
[null,2151784,"IL250/425-132/4-IE3","1 Pump","CronoLine-IL",{"$f":"VLOOKUP(B258,'Wilo Price List'!B:E,3,FALSE)","v":{"v":71618,"d":"£71,618"}},"PG03",1150]
[null,2151783,"IL250/435-132/4-IE3","1 Pump","CronoLine-IL",{"$f":"VLOOKUP(B259,'Wilo Price List'!B:E,3,FALSE)","v":{"v":71456,"d":"£71,456"}},"PG03",1150]
[null,2151782,"IL250/435-160/4-IE3","1 Pump","CronoLine-IL",{"$f":"VLOOKUP(B260,'Wilo Price List'!B:E,3,FALSE)","v":{"v":73387,"d":"£73,387"}},"PG03",1150]
[null,2151781,"IL250/445-132/4-IE3","1 Pump","CronoLine-IL",{"$f":"VLOOKUP(B261,'Wilo Price List'!B:E,3,FALSE)","v":{"v":71324,"d":"£71,324"}},"PG03",1150]
[null,2151780,"IL250/445-160/4-IE3","1 Pump","CronoLine-IL",{"$f":"VLOOKUP(B262,'Wilo Price List'!B:E,3,FALSE)","v":{"v":73253,"d":"£73,253"}},"PG03",1150]
[null,2120856,"IL250/460-132/4-IE3","1 Pump","CronoLine-IL",{"$f":"VLOOKUP(B263,'Wilo Price List'!B:E,3,FALSE)","v":{"v":77955,"d":"£77,955"}},"PG03",1200]
[null,2120857,"IL250/460-160/4-IE3","1 Pump","CronoLine-IL",{"$f":"VLOOKUP(B264,'Wilo Price List'!B:E,3,FALSE)","v":{"v":79884,"d":"£79,884"}},"PG03",1200]
[null,2120858,"IL250/470-160/4-IE3","1 Pump","CronoLine-IL",{"$f":"VLOOKUP(B265,'Wilo Price List'!B:E,3,FALSE)","v":{"v":79971,"d":"£79,971"}},"PG03",1200]
[null,2120859,"IL250/470-200/4-IE3","1 Pump","CronoLine-IL",{"$f":"VLOOKUP(B266,'Wilo Price List'!B:E,3,FALSE)","v":{"v":86801,"d":"£86,801"}},"PG03",1200]
[null,2120860,"IL250/480-160/4-IE3","1 Pump","CronoLine-IL",{"$f":"VLOOKUP(B267,'Wilo Price List'!B:E,3,FALSE)","v":{"v":79887,"d":"£79,887"}},"PG03",1200]
[null,2120861,"IL250/480-200/4-IE3","1 Pump","CronoLine-IL",{"$f":"VLOOKUP(B268,'Wilo Price List'!B:E,3,FALSE)","v":{"v":86618,"d":"£86,618"}},"PG03",1200]

{"sheet":"IPL","index":11,"n_rows":84,"n_cols":10,"rows_kept":84,"merged":[[1,1,2,7],[1,9,2,10]]}
[]
[null,"IPL",{"$nulls":7},"Home"]
[]
[]
[null,"Article No. \n(or variant)","Article description","Type \n(Pump / Accessory / Spare Part / Addon / Service)","Product range","List Price","Price group","Port to Port (MM)"]
[null,2089569,"IPL25/70-0,12/2","1 Pump","VeroLine-IPL",{"$f":"VLOOKUP(B6,'Wilo Price List'!B:E,3,FALSE)","v":{"v":1047,"d":"£1,047"}},"PG03",180]
[null,2089570,"IPL25/80-0,12/2","1 Pump","VeroLine-IPL",{"$f":"VLOOKUP(B7,'Wilo Price List'!B:E,3,FALSE)","v":{"v":1043,"d":"£1,043"}},"PG03",180]
[null,2089571,"IPL25/85-0,18/2","1 Pump","VeroLine-IPL",{"$f":"VLOOKUP(B8,'Wilo Price List'!B:E,3,FALSE)","v":{"v":1091,"d":"£1,091"}},"PG03",180]
[null,2089572,"IPL25/90-0,25/2","1 Pump","VeroLine-IPL",{"$f":"VLOOKUP(B9,'Wilo Price List'!B:E,3,FALSE)","v":{"v":1102,"d":"£1,102"}},"PG03",180]
[]
[null,2089573,"IPL30/70-0,12/2","1 Pump","VeroLine-IPL",{"$f":"VLOOKUP(B11,'Wilo Price List'!B:E,3,FALSE)","v":{"v":1049,"d":"£1,049"}},"PG03",180]
[null,2089574,"IPL30/80-0,12/2","1 Pump","VeroLine-IPL",{"$f":"VLOOKUP(B12,'Wilo Price List'!B:E,3,FALSE)","v":{"v":1046,"d":"£1,046"}},"PG03",180]
[null,2089575,"IPL30/85-0,18/2","1 Pump","VeroLine-IPL",{"$f":"VLOOKUP(B13,'Wilo Price List'!B:E,3,FALSE)","v":{"v":1090,"d":"£1,090"}},"PG03",180]
[null,2089576,"IPL30/90-0,25/2","1 Pump","VeroLine-IPL",{"$f":"VLOOKUP(B14,'Wilo Price List'!B:E,3,FALSE)","v":{"v":1101,"d":"£1,101"}},"PG03",180]
[]
[null,2150342,"IPL32/105-0,12/4","1 Pump","VeroLine-IPL",{"$f":"VLOOKUP(B16,'Wilo Price List'!B:E,3,FALSE)","v":{"v":1301,"d":"£1,301"}},"PG03",260]
[null,2152928,"IPL32/105-0,75/2-IE3","1 Pump","VeroLine-IPL",{"$f":"VLOOKUP(B17,'Wilo Price List'!B:E,3,FALSE)","v":{"v":1231,"d":"£1,231"}},"PG03",260]
[null,2152929,"IPL32/125-1,1/2-IE3","1 Pump","VeroLine-IPL",{"$f":"VLOOKUP(B18,'Wilo Price List'!B:E,3,FALSE)","v":{"v":1385,"d":"£1,385"}},"PG03",260]
[null,2150343,"IPL32/135-0,25/4","1 Pump","VeroLine-IPL",{"$f":"VLOOKUP(B19,'Wilo Price List'!B:E,3,FALSE)","v":{"v":1138,"d":"£1,138"}},"PG03",260]
[null,2152930,"IPL32/135-1,1/2-IE3","1 Pump","VeroLine-IPL",{"$f":"VLOOKUP(B20,'Wilo Price List'!B:E,3,FALSE)","v":{"v":1409,"d":"£1,409"}},"PG03",260]
[null,2152931,"IPL32/135-1,5/2-IE3","1 Pump","VeroLine-IPL",{"$f":"VLOOKUP(B21,'Wilo Price List'!B:E,3,FALSE)","v":{"v":1491,"d":"£1,491"}},"PG03",260]
[null,2121199,"IPL32/165-3/2-IE3","1 Pump","VeroLine-IPL",{"$f":"VLOOKUP(B22,'Wilo Price List'!B:E,3,FALSE)","v":{"v":2077,"d":"£2,077"}},"PG03",320]
[null,2121200,"IPL32/175-4/2-IE3","1 Pump","VeroLine-IPL",{"$f":"VLOOKUP(B23,'Wilo Price List'!B:E,3,FALSE)","v":{"v":2370,"d":"£2,370"}},"PG03",320]
[null,2150335,"IPL32/85-0,37/2","1 Pump","VeroLine-IPL",{"$f":"VLOOKUP(B24,'Wilo Price List'!B:E,3,FALSE)","v":{"v":1040,"d":"£1,040"}},"PG03",260]
[]
[null,2089553,"IPL40/110-0,12/4","1 Pump","VeroLine-IPL",{"$f":"VLOOKUP(B26,'Wilo Price List'!B:E,3,FALSE)","v":{"v":1233,"d":"£1,233"}},"PG03",250]
[null,2089585,"IPL40/115-0,55/2","1 Pump","VeroLine-IPL",{"$f":"VLOOKUP(B27,'Wilo Price List'!B:E,3,FALSE)","v":{"v":1329,"d":"£1,329"}},"PG03",250]
[null,2121201,"IPL40/120-1,5/2-IE3","1 Pump","VeroLine-IPL",{"$f":"VLOOKUP(B28,'Wilo Price List'!B:E,3,FALSE)","v":{"v":1430,"d":"£1,430"}},"PG03",320]
[null,2089554,"IPL40/130-0,25/4","1 Pump","VeroLine-IPL",{"$f":"VLOOKUP(B29,'Wilo Price List'!B:E,3,FALSE)","v":{"v":1132,"d":"£1,132"}},"PG03",320]
[null,2121202,"IPL40/130-2,2/2-IE3","1 Pump","VeroLine-IPL",{"$f":"VLOOKUP(B30,'Wilo Price List'!B:E,3,FALSE)","v":{"v":1598,"d":"£1,598"}},"PG03",320]
[null,2121203,"IPL40/150-3/2-IE3","1 Pump","VeroLine-IPL",{"$f":"VLOOKUP(B31,'Wilo Price List'!B:E,3,FALSE)","v":{"v":1911,"d":"£1,911"}},"PG03",320]
[null,2089555,"IPL40/160-0,37/4","1 Pump","VeroLine-IPL",{"$f":"VLOOKUP(B32,'Wilo Price List'!B:E,3,FALSE)","v":{"v":1354,"d":"£1,354"}},"PG03",320]
[null,2121204,"IPL40/160-4/2-IE3","1 Pump","VeroLine-IPL",{"$f":"VLOOKUP(B33,'Wilo Price List'!B:E,3,FALSE)","v":{"v":2039,"d":"£2,039"}},"PG03",320]
[null,2121205,"IPL40/165-4/2-IE3","1 Pump","VeroLine-IPL",{"$f":"VLOOKUP(B34,'Wilo Price List'!B:E,3,FALSE)","v":{"v":2324,"d":"£2,324"}},"PG03",340]
[null,2121206,"IPL40/175-5,5/2-IE3","1 Pump","VeroLine-IPL",{"$f":"VLOOKUP(B35,'Wilo Price List'!B:E,3,FALSE)","v":{"v":2955,"d":"£2,955"}},"PG03",340]
[null,2121207,"IPL40/195-7,5/2-IE3","1 Pump","VeroLine-IPL",{"$f":"VLOOKUP(B36,'Wilo Price List'!B:E,3,FALSE)","v":{"v":3119,"d":"£3,119"}},"PG03",440]
[null,2155494,"IPL40/75-0,12/2","1 Pump","VeroLine-IPL",{"$f":"VLOOKUP(B37,'Wilo Price List'!B:E,3,FALSE)","v":{"v":1290,"d":"£1,290"}},"PG03",250]
[null,2089695,"IPL40/80-0,09/4","1 Pump","VeroLine-IPL",{"$f":"VLOOKUP(B38,'Wilo Price List'!B:E,3,FALSE)","v":{"v":1587,"d":"£1,587"}},"PG03",250]
[null,2089584,"IPL40/90-0,37/2","1 Pump","VeroLine-IPL",{"$f":"VLOOKUP(B39,'Wilo Price List'!B:E,3,FALSE)","v":{"v":1199,"d":"£1,199"}},"PG03",250]
[]
[null,2150344,"IPL50/105-0,12/4","1 Pump","VeroLine-IPL",{"$f":"VLOOKUP(B41,'Wilo Price List'!B:E,3,FALSE)","v":{"v":1116,"d":"£1,116"}},"PG03",280]
[null,2152934,"IPL50/105-0,75/2-IE3","1 Pump","VeroLine-IPL",{"$f":"VLOOKUP(B42,'Wilo Price List'!B:E,3,FALSE)","v":{"v":1583,"d":"£1,583"}},"PG03",280]
[null,2112395,"IPL50/120-0,25/4","1 Pump","VeroLine-IPL",{"$f":"VLOOKUP(B43,'Wilo Price List'!B:E,3,FALSE)","v":{"v":1265,"d":"£1,265"}},"PG03",340]
[null,2121209,"IPL50/120-1,5/2-IE3","1 Pump","VeroLine-IPL",{"$f":"VLOOKUP(B44,'Wilo Price List'!B:E,3,FALSE)","v":{"v":1628,"d":"£1,628"}},"PG03",340]
[null,2089557,"IPL50/130-0,37/4","1 Pump","VeroLine-IPL",{"$f":"VLOOKUP(B45,'Wilo Price List'!B:E,3,FALSE)","v":{"v":1389,"d":"£1,389"}},"PG03",340]
[null,2121210,"IPL50/130-2,2/2-IE3","1 Pump","VeroLine-IPL",{"$f":"VLOOKUP(B46,'Wilo Price List'!B:E,3,FALSE)","v":{"v":1729,"d":"£1,729"}},"PG03",340]
[null,2121211,"IPL50/140-3/2-IE3","1 Pump","VeroLine-IPL",{"$f":"VLOOKUP(B47,'Wilo Price List'!B:E,3,FALSE)","v":{"v":1938,"d":"£1,938"}},"PG03",340]
[null,2121212,"IPL50/150-4/2-IE3","1 Pump","VeroLine-IPL",{"$f":"VLOOKUP(B48,'Wilo Price List'!B:E,3,FALSE)","v":{"v":2061,"d":"£2,061"}},"PG03",340]
[null,2121213,"IPL50/155-4/2-IE3","1 Pump","VeroLine-IPL",{"$f":"VLOOKUP(B49,'Wilo Price List'!B:E,3,FALSE)","v":{"v":2364,"d":"£2,364"}},"PG03",340]
[null,2089558,"IPL50/160-0,55/4","1 Pump","VeroLine-IPL",{"$f":"VLOOKUP(B50,'Wilo Price List'!B:E,3,FALSE)","v":{"v":1557,"d":"£1,557"}},"PG03",340]
[null,2121214,"IPL50/165-5,5/2-IE3","1 Pump","VeroLine-IPL",{"$f":"VLOOKUP(B51,'Wilo Price List'!B:E,3,FALSE)","v":{"v":2898,"d":"£2,898"}},"PG03",340]
[null,2121215,"IPL50/175-5,5/2-IE3","1 Pump","VeroLine-IPL",{"$f":"VLOOKUP(B52,'Wilo Price List'!B:E,3,FALSE)","v":{"v":2898,"d":"£2,898"}},"PG03",340]
[null,2121216,"IPL50/175-7,5/2-IE3","1 Pump","VeroLine-IPL",{"$f":"VLOOKUP(B53,'Wilo Price List'!B:E,3,FALSE)","v":{"v":3033,"d":"£3,033"}},"PG03",340]
[null,2121217,"IPL50/185-7,5/2-IE3","1 Pump","VeroLine-IPL",{"$f":"VLOOKUP(B54,'Wilo Price List'!B:E,3,FALSE)","v":{"v":3229,"d":"£3,229"}},"PG03",440]
[null,2152442,"IPL50/95-0,55/2","1 Pump","VeroLine-IPL",{"$f":"VLOOKUP(B55,'Wilo Price List'!B:E,3,FALSE)","v":{"v":1490,"d":"£1,490"}},"PG03",280]
[]
[null,2129203,"IPL65/110-0,25/4","1 Pump","VeroLine-IPL",{"$f":"VLOOKUP(B57,'Wilo Price List'!B:E,3,FALSE)","v":{"v":1484,"d":"£1,484"}},"PG03",340]
[null,2121219,"IPL65/110-2,2/2-IE3","1 Pump","VeroLine-IPL",{"$f":"VLOOKUP(B58,'Wilo Price List'!B:E,3,FALSE)","v":{"v":2011,"d":"£2,011"}},"PG03",340]
[null,2121218,"IPL65/115-1,5/2-IE3","1 Pump","VeroLine-IPL",{"$f":"VLOOKUP(B59,'Wilo Price List'!B:E,3,FALSE)","v":{"v":1934,"d":"£1,934"}},"PG03",340]
[null,2129204,"IPL65/120-0,37/4","1 Pump","VeroLine-IPL",{"$f":"VLOOKUP(B60,'Wilo Price List'!B:E,3,FALSE)","v":{"v":1557,"d":"£1,557"}},"PG03",340]
[null,2121220,"IPL65/120-3/2-IE3","1 Pump","VeroLine-IPL",{"$f":"VLOOKUP(B61,'Wilo Price List'!B:E,3,FALSE)","v":{"v":2186,"d":"£2,186"}},"PG03",340]
[null,2129205,"IPL65/130-0,55/4","1 Pump","VeroLine-IPL",{"$f":"VLOOKUP(B62,'Wilo Price List'!B:E,3,FALSE)","v":{"v":1592,"d":"£1,592"}},"PG03",340]
[null,2121221,"IPL65/130-4/2-IE3","1 Pump","VeroLine-IPL",{"$f":"VLOOKUP(B63,'Wilo Price List'!B:E,3,FALSE)","v":{"v":2302,"d":"£2,302"}},"PG03",340]
[null,2121222,"IPL65/145-5,5/2-IE3","1 Pump","VeroLine-IPL",{"$f":"VLOOKUP(B64,'Wilo Price List'!B:E,3,FALSE)","v":{"v":2776,"d":"£2,776"}},"PG03",340]
[null,2121223,"IPL65/155-5,5/2-IE3","1 Pump","VeroLine-IPL",{"$f":"VLOOKUP(B65,'Wilo Price List'!B:E,3,FALSE)","v":{"v":2747,"d":"£2,747"}},"PG03",340]
[null,2121224,"IPL65/155-7,5/2-IE3","1 Pump","VeroLine-IPL",{"$f":"VLOOKUP(B66,'Wilo Price List'!B:E,3,FALSE)","v":{"v":2938,"d":"£2,938"}},"PG03",340]
[null,2121225,"IPL65/165-5,5/2-IE3","1 Pump","VeroLine-IPL",{"$f":"VLOOKUP(B67,'Wilo Price List'!B:E,3,FALSE)","v":{"v":3126,"d":"£3,126"}},"PG03",430]
[null,2121226,"IPL65/175-5,5/2-IE3","1 Pump","VeroLine-IPL",{"$f":"VLOOKUP(B68,'Wilo Price List'!B:E,3,FALSE)","v":{"v":3127,"d":"£3,127"}},"PG03",430]
[null,2121227,"IPL65/175-7,5/2-IE3","1 Pump","VeroLine-IPL",{"$f":"VLOOKUP(B69,'Wilo Price List'!B:E,3,FALSE)","v":{"v":3356,"d":"£3,356"}},"PG03",430]
[]
[null,2121229,"IPL80/105-3/2-IE3","1 Pump","VeroLine-IPL",{"$f":"VLOOKUP(B71,'Wilo Price List'!B:E,3,FALSE)","v":{"v":2295,"d":"£2,295"}},"PG03",360]
[null,2121189,"IPL80/110-4/2-IE3","1 Pump","VeroLine-IPL",{"$f":"VLOOKUP(B72,'Wilo Price List'!B:E,3,FALSE)","v":{"v":2408,"d":"£2,408"}},"PG03",360]
[null,2121228,"IPL80/115-2,2/2-IE3","1 Pump","VeroLine-IPL",{"$f":"VLOOKUP(B73,'Wilo Price List'!B:E,3,FALSE)","v":{"v":2239,"d":"£2,239"}},"PG03",360]
[null,2129206,"IPL80/120-0,55/4","1 Pump","VeroLine-IPL",{"$f":"VLOOKUP(B74,'Wilo Price List'!B:E,3,FALSE)","v":{"v":1747,"d":"£1,747"}},"PG03",360]
[null,2121230,"IPL80/120-4/2-IE3","1 Pump","VeroLine-IPL",{"$f":"VLOOKUP(B75,'Wilo Price List'!B:E,3,FALSE)","v":{"v":2408,"d":"£2,408"}},"PG03",360]
[null,2121190,"IPL80/125-0,75/4-IE3","1 Pump","VeroLine-IPL",{"$f":"VLOOKUP(B76,'Wilo Price List'!B:E,3,FALSE)","v":{"v":1952,"d":"£1,952"}},"PG03",360]
[null,2121191,"IPL80/140-1,1/4-IE3","1 Pump","VeroLine-IPL",{"$f":"VLOOKUP(B77,'Wilo Price List'!B:E,3,FALSE)","v":{"v":2178,"d":"£2,178"}},"PG03",360]
[null,2121231,"IPL80/145-5,5/2-IE3","1 Pump","VeroLine-IPL",{"$f":"VLOOKUP(B78,'Wilo Price List'!B:E,3,FALSE)","v":{"v":3066,"d":"£3,066"}},"PG03",400]
[null,2121232,"IPL80/155-7,5/2-IE3","1 Pump","VeroLine-IPL",{"$f":"VLOOKUP(B79,'Wilo Price List'!B:E,3,FALSE)","v":{"v":3136,"d":"£3,136"}},"PG03",440]
[]
[null,2121192,"IPL100/135-1,1/4-IE3","1 Pump","VeroLine-IPL",{"$f":"VLOOKUP(B81,'Wilo Price List'!B:E,3,FALSE)","v":{"v":3289,"d":"£3,289"}},"PG03",500]
[null,2121193,"IPL100/145-1,5/4-IE3","1 Pump","VeroLine-IPL",{"$f":"VLOOKUP(B82,'Wilo Price List'!B:E,3,FALSE)","v":{"v":3413,"d":"£3,413"}},"PG03",500]
[null,2121194,"IPL100/165-2,2/4-IE3","1 Pump","VeroLine-IPL",{"$f":"VLOOKUP(B83,'Wilo Price List'!B:E,3,FALSE)","v":{"v":3649,"d":"£3,649"}},"PG03",500]
[null,2121195,"IPL100/175-3/4-IE3","1 Pump","VeroLine-IPL",{"$f":"VLOOKUP(B84,'Wilo Price List'!B:E,3,FALSE)","v":{"v":3941,"d":"£3,941"}},"PG03",500]

{"sheet":"DL","index":12,"n_rows":155,"n_cols":10,"rows_kept":155,"merged":[[1,1,2,7],[1,9,2,10]]}
[]
[null,"DL",{"$nulls":7},"Home"]
[]
[]
[null,"Article No. \n(or variant)","Article description","Type \n(Pump / Accessory / Spare Part / Addon / Service)","Product range","List Price","Price group","Port to Port (MM)"]
[null,2089227,"DL32/140-0,25/4","1 Pump","CronoTwin-DL",{"$f":"VLOOKUP(B6,'Wilo Price List'!B:E,3,FALSE)","v":{"v":4722,"d":"£4,722"}},"PG03",320]
[null,2121010,"DL32/140-1,5/2-IE3","1 Pump","CronoTwin-DL",{"$f":"VLOOKUP(B7,'Wilo Price List'!B:E,3,FALSE)","v":{"v":4955,"d":"£4,955"}},"PG03",320]
[null,2089226,"DL32/150-0,37/4","1 Pump","CronoTwin-DL",{"$f":"VLOOKUP(B8,'Wilo Price List'!B:E,3,FALSE)","v":{"v":4756,"d":"£4,756"}},"PG03",320]
[null,2121011,"DL32/150-2,2/2-IE3","1 Pump","CronoTwin-DL",{"$f":"VLOOKUP(B9,'Wilo Price List'!B:E,3,FALSE)","v":{"v":5067,"d":"£5,067"}},"PG03",320]
[null,2121012,"DL32/160-2,2/2-IE3","1 Pump","CronoTwin-DL",{"$f":"VLOOKUP(B10,'Wilo Price List'!B:E,3,FALSE)","v":{"v":5060,"d":"£5,060"}},"PG03",320]
[null,2121013,"DL32/160-3/2-IE3","1 Pump","CronoTwin-DL",{"$f":"VLOOKUP(B11,'Wilo Price List'!B:E,3,FALSE)","v":{"v":5400,"d":"£5,400"}},"PG03",320]
[null,2063734,"DL32/170-0,55/4","1 Pump","CronoTwin-DL",{"$f":"VLOOKUP(B12,'Wilo Price List'!B:E,3,FALSE)","v":{"v":5189,"d":"£5,189"}},"PG03",320]
[null,2121014,"DL32/170-3/2-IE3","1 Pump","CronoTwin-DL",{"$f":"VLOOKUP(B13,'Wilo Price List'!B:E,3,FALSE)","v":{"v":5391,"d":"£5,391"}},"PG03",320]
[null,2121015,"DL32/170-4/2-IE3","1 Pump","CronoTwin-DL",{"$f":"VLOOKUP(B14,'Wilo Price List'!B:E,3,FALSE)","v":{"v":5741,"d":"£5,741"}},"PG03",320]
[]
[null,2089239,"DL40/140-0,25/4","1 Pump","CronoTwin-DL",{"$f":"VLOOKUP(B16,'Wilo Price List'!B:E,3,FALSE)","v":{"v":4715,"d":"£4,715"}},"PG03",340]
[null,2121016,"DL40/140-2,2/2-IE3","1 Pump","CronoTwin-DL",{"$f":"VLOOKUP(B17,'Wilo Price List'!B:E,3,FALSE)","v":{"v":5064,"d":"£5,064"}},"PG03",340]
[null,2089238,"DL40/150-0,37/4","1 Pump","CronoTwin-DL",{"$f":"VLOOKUP(B18,'Wilo Price List'!B:E,3,FALSE)","v":{"v":4769,"d":"£4,769"}},"PG03",340]
[null,2121017,"DL40/150-3/2-IE3","1 Pump","CronoTwin-DL",{"$f":"VLOOKUP(B19,'Wilo Price List'!B:E,3,FALSE)","v":{"v":5414,"d":"£5,414"}},"PG03",340]
[null,2089237,"DL40/160-0,55/4","1 Pump","CronoTwin-DL",{"$f":"VLOOKUP(B20,'Wilo Price List'!B:E,3,FALSE)","v":{"v":5169,"d":"£5,169"}},"PG03",340]
[null,2121018,"DL40/160-4/2-IE3","1 Pump","CronoTwin-DL",{"$f":"VLOOKUP(B21,'Wilo Price List'!B:E,3,FALSE)","v":{"v":5772,"d":"£5,772"}},"PG03",340]
[null,2120943,"DL40/170-0,75/4-IE3","1 Pump","CronoTwin-DL",{"$f":"VLOOKUP(B22,'Wilo Price List'!B:E,3,FALSE)","v":{"v":5786,"d":"£5,786"}},"PG03",340]
[null,2121019,"DL40/170-5,5/2-IE3","1 Pump","CronoTwin-DL",{"$f":"VLOOKUP(B23,'Wilo Price List'!B:E,3,FALSE)","v":{"v":7363,"d":"£7,363"}},"PG03",340]
[null,2121020,"DL40/200-7,5/2-IE3","1 Pump","CronoTwin-DL",{"$f":"VLOOKUP(B24,'Wilo Price List'!B:E,3,FALSE)","v":{"v":7193,"d":"£7,193"}},"PG03",440]
[null,2120944,"DL40/210-1,1/4-IE3","1 Pump","CronoTwin-DL",{"$f":"VLOOKUP(B25,'Wilo Price List'!B:E,3,FALSE)","v":{"v":4850,"d":"£4,850"}},"PG03",440]
[null,2120945,"DL40/220-1,5/4-IE3","1 Pump","CronoTwin-DL",{"$f":"VLOOKUP(B26,'Wilo Price List'!B:E,3,FALSE)","v":{"v":4944,"d":"£4,944"}},"PG03",440]
[null,2121021,"DL40/220-11/2-IE3","1 Pump","CronoTwin-DL",{"$f":"VLOOKUP(B27,'Wilo Price List'!B:E,3,FALSE)","v":{"v":9221,"d":"£9,221"}},"PG03",440]
[]
[null,2121022,"DL50/110-1,5/2-IE3","1 Pump","CronoTwin-DL",{"$f":"VLOOKUP(B29,'Wilo Price List'!B:E,3,FALSE)","v":{"v":4837,"d":"£4,837"}},"PG03",340]
[null,2121023,"DL50/120-2,2/2-IE3","1 Pump","CronoTwin-DL",{"$f":"VLOOKUP(B30,'Wilo Price List'!B:E,3,FALSE)","v":{"v":4989,"d":"£4,989"}},"PG03",340]
[null,2121024,"DL50/130-3/2-IE3","1 Pump","CronoTwin-DL",{"$f":"VLOOKUP(B31,'Wilo Price List'!B:E,3,FALSE)","v":{"v":5480,"d":"£5,480"}},"PG03",340]
[null,2121025,"DL50/140-3/2-IE3","1 Pump","CronoTwin-DL",{"$f":"VLOOKUP(B32,'Wilo Price List'!B:E,3,FALSE)","v":{"v":5414,"d":"£5,414"}},"PG03",340]
[null,2121026,"DL50/140-4/2-IE3","1 Pump","CronoTwin-DL",{"$f":"VLOOKUP(B33,'Wilo Price List'!B:E,3,FALSE)","v":{"v":5772,"d":"£5,772"}},"PG03",340]
[null,2089253,"DL50/150-0,55/4","1 Pump","CronoTwin-DL",{"$f":"VLOOKUP(B34,'Wilo Price List'!B:E,3,FALSE)","v":{"v":4937,"d":"£4,937"}},"PG03",340]
[null,2120946,"DL50/160-0,75/4-IE3","1 Pump","CronoTwin-DL",{"$f":"VLOOKUP(B35,'Wilo Price List'!B:E,3,FALSE)","v":{"v":5542,"d":"£5,542"}},"PG03",340]
[null,2121027,"DL50/160-5,5/2-IE3","1 Pump","CronoTwin-DL",{"$f":"VLOOKUP(B36,'Wilo Price List'!B:E,3,FALSE)","v":{"v":7325,"d":"£7,325"}},"PG03",340]
[null,2120947,"DL50/170-1,1/4-IE3","1 Pump","CronoTwin-DL",{"$f":"VLOOKUP(B37,'Wilo Price List'!B:E,3,FALSE)","v":{"v":4738,"d":"£4,738"}},"PG03",340]
[null,2121028,"DL50/170-5,5/2-IE3","1 Pump","CronoTwin-DL",{"$f":"VLOOKUP(B38,'Wilo Price List'!B:E,3,FALSE)","v":{"v":7440,"d":"£7,440"}},"PG03",340]
[null,2121029,"DL50/170-7,5/2-IE3","1 Pump","CronoTwin-DL",{"$f":"VLOOKUP(B39,'Wilo Price List'!B:E,3,FALSE)","v":{"v":7491,"d":"£7,491"}},"PG03",340]
[null,2121030,"DL50/180-7,5/2-IE3","1 Pump","CronoTwin-DL",{"$f":"VLOOKUP(B40,'Wilo Price List'!B:E,3,FALSE)","v":{"v":7934,"d":"£7,934"}},"PG03",440]
[null,2120948,"DL50/200-1,5/4-IE3","1 Pump","CronoTwin-DL",{"$f":"VLOOKUP(B41,'Wilo Price List'!B:E,3,FALSE)","v":{"v":5523,"d":"£5,523"}},"PG03",440]
[null,2121031,"DL50/210-11/2-IE3","1 Pump","CronoTwin-DL",{"$f":"VLOOKUP(B42,'Wilo Price List'!B:E,3,FALSE)","v":{"v":9777,"d":"£9,777"}},"PG03",440]
[null,2121032,"DL50/220-11/2-IE3","1 Pump","CronoTwin-DL",{"$f":"VLOOKUP(B43,'Wilo Price List'!B:E,3,FALSE)","v":{"v":10058,"d":"£10,058"}},"PG03",440]
[null,2121033,"DL50/220-15/2-IE3","1 Pump","CronoTwin-DL",{"$f":"VLOOKUP(B44,'Wilo Price List'!B:E,3,FALSE)","v":{"v":10183,"d":"£10,183"}},"PG03",440]
[null,2120949,"DL50/220-2,2/4-IE3","1 Pump","CronoTwin-DL",{"$f":"VLOOKUP(B45,'Wilo Price List'!B:E,3,FALSE)","v":{"v":6085,"d":"£6,085"}},"PG03",440]
[null,2120950,"DL50/260-3/4-IE3","1 Pump","CronoTwin-DL",{"$f":"VLOOKUP(B46,'Wilo Price List'!B:E,3,FALSE)","v":{"v":6724,"d":"£6,724"}},"PG03",440]
[null,2120951,"DL50/270-3/4-IE3","1 Pump","CronoTwin-DL",{"$f":"VLOOKUP(B47,'Wilo Price List'!B:E,3,FALSE)","v":{"v":6722,"d":"£6,722"}},"PG03",440]
[null,2120952,"DL50/270-4/4-IE3","1 Pump","CronoTwin-DL",{"$f":"VLOOKUP(B48,'Wilo Price List'!B:E,3,FALSE)","v":{"v":7006,"d":"£7,006"}},"PG03",440]
[]
[null,2121034,"DL65/110-3/2-IE3","1 Pump","CronoTwin-DL",{"$f":"VLOOKUP(B50,'Wilo Price List'!B:E,3,FALSE)","v":{"v":5775,"d":"£5,775"}},"PG03",340]
[null,2139468,"DL65/120-0,55/4","1 Pump","CronoTwin-DL",{"$f":"VLOOKUP(B51,'Wilo Price List'!B:E,3,FALSE)","v":{"v":5202,"d":"£5,202"}},"PG03",340]
[null,2121035,"DL65/120-3/2-IE3","1 Pump","CronoTwin-DL",{"$f":"VLOOKUP(B52,'Wilo Price List'!B:E,3,FALSE)","v":{"v":5749,"d":"£5,749"}},"PG03",340]
[null,2121036,"DL65/120-4/2-IE3","1 Pump","CronoTwin-DL",{"$f":"VLOOKUP(B53,'Wilo Price List'!B:E,3,FALSE)","v":{"v":6092,"d":"£6,092"}},"PG03",340]
[null,2142054,"DL65/130-0,75/4-IE3","1 Pump","CronoTwin-DL",{"$f":"VLOOKUP(B54,'Wilo Price List'!B:E,3,FALSE)","v":{"v":5815,"d":"£5,815"}},"PG03",340]
[null,2121037,"DL65/130-5,5/2-IE3","1 Pump","CronoTwin-DL",{"$f":"VLOOKUP(B55,'Wilo Price List'!B:E,3,FALSE)","v":{"v":7125,"d":"£7,125"}},"PG03",340]
[null,2142055,"DL65/140-1,1/4-IE3","1 Pump","CronoTwin-DL",{"$f":"VLOOKUP(B56,'Wilo Price List'!B:E,3,FALSE)","v":{"v":5069,"d":"£5,069"}},"PG03",340]
[null,2121038,"DL65/140-5,5/2-IE3","1 Pump","CronoTwin-DL",{"$f":"VLOOKUP(B57,'Wilo Price List'!B:E,3,FALSE)","v":{"v":7073,"d":"£7,073"}},"PG03",340]
[null,2121039,"DL65/140-7,5/2-IE3","1 Pump","CronoTwin-DL",{"$f":"VLOOKUP(B58,'Wilo Price List'!B:E,3,FALSE)","v":{"v":7598,"d":"£7,598"}},"PG03",340]
[null,2120953,"DL65/150-0,75/4-IE3","1 Pump","CronoTwin-DL",{"$f":"VLOOKUP(B59,'Wilo Price List'!B:E,3,FALSE)","v":{"v":5677,"d":"£5,677"}},"PG03",430]
[null,2121040,"DL65/150-5,5/2-IE3","1 Pump","CronoTwin-DL",{"$f":"VLOOKUP(B60,'Wilo Price List'!B:E,3,FALSE)","v":{"v":7331,"d":"£7,331"}},"PG03",430]
[null,2120954,"DL65/160-1,1/4-IE3","1 Pump","CronoTwin-DL",{"$f":"VLOOKUP(B61,'Wilo Price List'!B:E,3,FALSE)","v":{"v":4955,"d":"£4,955"}},"PG03",430]
[null,2121041,"DL65/160-5,5/2-IE3","1 Pump","CronoTwin-DL",{"$f":"VLOOKUP(B62,'Wilo Price List'!B:E,3,FALSE)","v":{"v":7334,"d":"£7,334"}},"PG03",430]
[null,2121042,"DL65/160-7,5/2-IE3","1 Pump","CronoTwin-DL",{"$f":"VLOOKUP(B63,'Wilo Price List'!B:E,3,FALSE)","v":{"v":7859,"d":"£7,859"}},"PG03",430]
[null,2120955,"DL65/170-1,1/4-IE3","1 Pump","CronoTwin-DL",{"$f":"VLOOKUP(B64,'Wilo Price List'!B:E,3,FALSE)","v":{"v":4941,"d":"£4,941"}},"PG03",430]
[null,2120956,"DL65/170-1,5/4-IE3","1 Pump","CronoTwin-DL",{"$f":"VLOOKUP(B65,'Wilo Price List'!B:E,3,FALSE)","v":{"v":5043,"d":"£5,043"}},"PG03",430]
[null,2121043,"DL65/170-11/2-IE3","1 Pump","CronoTwin-DL",{"$f":"VLOOKUP(B66,'Wilo Price List'!B:E,3,FALSE)","v":{"v":9609,"d":"£9,609"}},"PG03",430]
[null,2121044,"DL65/200-11/2-IE3","1 Pump","CronoTwin-DL",{"$f":"VLOOKUP(B67,'Wilo Price List'!B:E,3,FALSE)","v":{"v":10012,"d":"£10,012"}},"PG03",475]
[null,2121045,"DL65/200-15/2-IE3","1 Pump","CronoTwin-DL",{"$f":"VLOOKUP(B68,'Wilo Price List'!B:E,3,FALSE)","v":{"v":10815,"d":"£10,815"}},"PG03",475]
[null,2121046,"DL65/210-15/2-IE3","1 Pump","CronoTwin-DL",{"$f":"VLOOKUP(B69,'Wilo Price List'!B:E,3,FALSE)","v":{"v":10815,"d":"£10,815"}},"PG03",475]
[null,2121047,"DL65/210-18,5/2-IE3","1 Pump","CronoTwin-DL",{"$f":"VLOOKUP(B70,'Wilo Price List'!B:E,3,FALSE)","v":{"v":12903,"d":"£12,903"}},"PG03",475]
[null,2120957,"DL65/210-2,2/4-IE3","1 Pump","CronoTwin-DL",{"$f":"VLOOKUP(B71,'Wilo Price List'!B:E,3,FALSE)","v":{"v":6284,"d":"£6,284"}},"PG03",475]
[null,2121048,"DL65/220-18,5/2-IE3","1 Pump","CronoTwin-DL",{"$f":"VLOOKUP(B72,'Wilo Price List'!B:E,3,FALSE)","v":{"v":12903,"d":"£12,903"}},"PG03",475]
[null,2120958,"DL65/220-2,2/4-IE3","1 Pump","CronoTwin-DL",{"$f":"VLOOKUP(B73,'Wilo Price List'!B:E,3,FALSE)","v":{"v":6256,"d":"£6,256"}},"PG03",475]
[null,2121049,"DL65/220-22/2-IE3","1 Pump","CronoTwin-DL",{"$f":"VLOOKUP(B74,'Wilo Price List'!B:E,3,FALSE)","v":{"v":14471,"d":"£14,471"}},"PG03",475]
[null,2120959,"DL65/220-3/4-IE3","1 Pump","CronoTwin-DL",{"$f":"VLOOKUP(B75,'Wilo Price List'!B:E,3,FALSE)","v":{"v":6456,"d":"£6,456"}},"PG03",475]
[null,2120960,"DL65/250-3/4-IE3","1 Pump","CronoTwin-DL",{"$f":"VLOOKUP(B76,'Wilo Price List'!B:E,3,FALSE)","v":{"v":7193,"d":"£7,193"}},"PG03",475]
[null,2120961,"DL65/250-4/4-IE3","1 Pump","CronoTwin-DL",{"$f":"VLOOKUP(B77,'Wilo Price List'!B:E,3,FALSE)","v":{"v":7160,"d":"£7,160"}},"PG03",475]
[null,2120962,"DL65/270-5,5/4-IE3","1 Pump","CronoTwin-DL",{"$f":"VLOOKUP(B78,'Wilo Price List'!B:E,3,FALSE)","v":{"v":8328,"d":"£8,328"}},"PG03",475]
[]
[null,2121050,"DL80/120-4/2-IE3","1 Pump","CronoTwin-DL",{"$f":"VLOOKUP(B80,'Wilo Price List'!B:E,3,FALSE)","v":{"v":5926,"d":"£5,926"}},"PG03",400]
[null,2121051,"DL80/130-5,5/2-IE3","1 Pump","CronoTwin-DL",{"$f":"VLOOKUP(B81,'Wilo Price List'!B:E,3,FALSE)","v":{"v":7012,"d":"£7,012"}},"PG03",400]
[null,2121052,"DL80/140-7,5/2-IE3","1 Pump","CronoTwin-DL",{"$f":"VLOOKUP(B82,'Wilo Price List'!B:E,3,FALSE)","v":{"v":7542,"d":"£7,542"}},"PG03",400]
[null,2120963,"DL80/150-1,1/4-IE3","1 Pump","CronoTwin-DL",{"$f":"VLOOKUP(B83,'Wilo Price List'!B:E,3,FALSE)","v":{"v":5276,"d":"£5,276"}},"PG03",440]
[null,2121053,"DL80/150-7,5/2-IE3","1 Pump","CronoTwin-DL",{"$f":"VLOOKUP(B84,'Wilo Price List'!B:E,3,FALSE)","v":{"v":8222,"d":"£8,222"}},"PG03",440]
[null,2120964,"DL80/160-1,5/4-IE3","1 Pump","CronoTwin-DL",{"$f":"VLOOKUP(B85,'Wilo Price List'!B:E,3,FALSE)","v":{"v":5337,"d":"£5,337"}},"PG03",440]
[null,2121054,"DL80/160-11/2-IE3","1 Pump","CronoTwin-DL",{"$f":"VLOOKUP(B86,'Wilo Price List'!B:E,3,FALSE)","v":{"v":9974,"d":"£9,974"}},"PG03",440]
[null,2121055,"DL80/170-11/2-IE3","1 Pump","CronoTwin-DL",{"$f":"VLOOKUP(B87,'Wilo Price List'!B:E,3,FALSE)","v":{"v":9979,"d":"£9,979"}},"PG03",440]
[null,2121056,"DL80/170-15/2-IE3","1 Pump","CronoTwin-DL",{"$f":"VLOOKUP(B88,'Wilo Price List'!B:E,3,FALSE)","v":{"v":10370,"d":"£10,370"}},"PG03",440]
[null,2120965,"DL80/170-2,2/4-IE3","1 Pump","CronoTwin-DL",{"$f":"VLOOKUP(B89,'Wilo Price List'!B:E,3,FALSE)","v":{"v":5804,"d":"£5,804"}},"PG03",440]
[null,2121057,"DL80/190-15/2-IE3","1 Pump","CronoTwin-DL",{"$f":"VLOOKUP(B90,'Wilo Price List'!B:E,3,FALSE)","v":{"v":10914,"d":"£10,914"}},"PG03",500]
[null,2121058,"DL80/190-18,5/2-IE3","1 Pump","CronoTwin-DL",{"$f":"VLOOKUP(B91,'Wilo Price List'!B:E,3,FALSE)","v":{"v":11962,"d":"£11,962"}},"PG03",500]
[null,2121059,"DL80/200-18,5/2-IE3","1 Pump","CronoTwin-DL",{"$f":"VLOOKUP(B92,'Wilo Price List'!B:E,3,FALSE)","v":{"v":11962,"d":"£11,962"}},"PG03",500]
[null,2121060,"DL80/200-22/2-IE3","1 Pump","CronoTwin-DL",{"$f":"VLOOKUP(B93,'Wilo Price List'!B:E,3,FALSE)","v":{"v":13829,"d":"£13,829"}},"PG03",500]
[null,2120966,"DL80/210-3/4-IE3","1 Pump","CronoTwin-DL",{"$f":"VLOOKUP(B94,'Wilo Price List'!B:E,3,FALSE)","v":{"v":7124,"d":"£7,124"}},"PG03",500]
[null,2121061,"DL80/220-30/2-IE3","1 Pump","CronoTwin-DL",{"$f":"VLOOKUP(B95,'Wilo Price List'!B:E,3,FALSE)","v":{"v":16464,"d":"£16,464"}},"PG03",500]
[null,2120967,"DL80/220-4/4-IE3","1 Pump","CronoTwin-DL",{"$f":"VLOOKUP(B96,'Wilo Price List'!B:E,3,FALSE)","v":{"v":7751,"d":"£7,751"}},"PG03",500]
[null,2120968,"DL80/270-5,5/4-IE3","1 Pump","CronoTwin-DL",{"$f":"VLOOKUP(B97,'Wilo Price List'!B:E,3,FALSE)","v":{"v":8732,"d":"£8,732"}},"PG03",500]
[]
[null,2120969,"DL100/145-1,1/4-IE3","1 Pump","CronoTwin-DL",{"$f":"VLOOKUP(B99,'Wilo Price List'!B:E,3,FALSE)","v":{"v":6319,"d":"£6,319"}},"PG03",500]
[null,2121062,"DL100/145-11/2-IE3","1 Pump","CronoTwin-DL",{"$f":"VLOOKUP(B100,'Wilo Price List'!B:E,3,FALSE)","v":{"v":10779,"d":"£10,779"}},"PG03",500]
[null,2120970,"DL100/150-1,5/4-IE3","1 Pump","CronoTwin-DL",{"$f":"VLOOKUP(B101,'Wilo Price List'!B:E,3,FALSE)","v":{"v":7590,"d":"£7,590"}},"PG03",500]
[null,2121063,"DL100/150-15/2-IE3","1 Pump","CronoTwin-DL",{"$f":"VLOOKUP(B102,'Wilo Price List'!B:E,3,FALSE)","v":{"v":11107,"d":"£11,107"}},"PG03",500]
[null,2121064,"DL100/160-15/2-IE3","1 Pump","CronoTwin-DL",{"$f":"VLOOKUP(B103,'Wilo Price List'!B:E,3,FALSE)","v":{"v":11107,"d":"£11,107"}},"PG03",500]
[null,2121065,"DL100/160-18,5/2-IE3","1 Pump","CronoTwin-DL",{"$f":"VLOOKUP(B104,'Wilo Price List'!B:E,3,FALSE)","v":{"v":11644,"d":"£11,644"}},"PG03",500]
[null,2120971,"DL100/160-2,2/4-IE3","1 Pump","CronoTwin-DL",{"$f":"VLOOKUP(B105,'Wilo Price List'!B:E,3,FALSE)","v":{"v":8111,"d":"£8,111"}},"PG03",500]
[null,2121066,"DL100/165-22/2-IE3","1 Pump","CronoTwin-DL",{"$f":"VLOOKUP(B106,'Wilo Price List'!B:E,3,FALSE)","v":{"v":15623,"d":"£15,623"}},"PG03",500]
[null,2120972,"DL100/170-3/4-IE3","1 Pump","CronoTwin-DL",{"$f":"VLOOKUP(B107,'Wilo Price List'!B:E,3,FALSE)","v":{"v":8198,"d":"£8,198"}},"PG03",500]
[null,2121067,"DL100/170-30/2-IE3","1 Pump","CronoTwin-DL",{"$f":"VLOOKUP(B108,'Wilo Price List'!B:E,3,FALSE)","v":{"v":18411,"d":"£18,411"}},"PG03",500]
[null,2121068,"DL100/190-30/2-IE3","1 Pump","CronoTwin-DL",{"$f":"VLOOKUP(B109,'Wilo Price List'!B:E,3,FALSE)","v":{"v":19117,"d":"£19,117"}},"PG03",550]
[null,2120973,"DL100/200-3/4-IE3","1 Pump","CronoTwin-DL",{"$f":"VLOOKUP(B110,'Wilo Price List'!B:E,3,FALSE)","v":{"v":8738,"d":"£8,738"}},"PG03",550]
[null,2120974,"DL100/200-4/4-IE3","1 Pump","CronoTwin-DL",{"$f":"VLOOKUP(B111,'Wilo Price List'!B:E,3,FALSE)","v":{"v":8973,"d":"£8,973"}},"PG03",550]
[null,2121069,"DL100/210-30/2-IE3","1 Pump","CronoTwin-DL",{"$f":"VLOOKUP(B112,'Wilo Price List'!B:E,3,FALSE)","v":{"v":19117,"d":"£19,117"}},"PG03",550]
[null,2121070,"DL100/210-37/2-IE3","1 Pump","CronoTwin-DL",{"$f":"VLOOKUP(B113,'Wilo Price List'!B:E,3,FALSE)","v":{"v":24404,"d":"£24,404"}},"PG03",550]
[null,2120975,"DL100/220-5,5/4-IE3","1 Pump","CronoTwin-DL",{"$f":"VLOOKUP(B114,'Wilo Price List'!B:E,3,FALSE)","v":{"v":10110,"d":"£10,110"}},"PG03",550]
[null,2120976,"DL100/250-5,5/4-IE3","1 Pump","CronoTwin-DL",{"$f":"VLOOKUP(B115,'Wilo Price List'!B:E,3,FALSE)","v":{"v":11371,"d":"£11,371"}},"PG03",550]
[null,2120977,"DL100/250-7,5/4-IE3","1 Pump","CronoTwin-DL",{"$f":"VLOOKUP(B116,'Wilo Price List'!B:E,3,FALSE)","v":{"v":12590,"d":"£12,590"}},"PG03",550]
[null,2120978,"DL100/260-11/4-IE3","1 Pump","CronoTwin-DL",{"$f":"VLOOKUP(B117,'Wilo Price List'!B:E,3,FALSE)","v":{"v":12964,"d":"£12,964"}},"PG03",550]
[null,2120979,"DL100/270-11/4-IE3","1 Pump","CronoTwin-DL",{"$f":"VLOOKUP(B118,'Wilo Price List'!B:E,3,FALSE)","v":{"v":15023,"d":"£15,023"}},"PG03",550]
[]
[null,2120980,"DL125/190-4/4-IE3","1 Pump","CronoTwin-DL",{"$f":"VLOOKUP(B120,'Wilo Price List'!B:E,3,FALSE)","v":{"v":9998,"d":"£9,998"}},"PG03",620]
[null,2120981,"DL125/210-5,5/4-IE3","1 Pump","CronoTwin-DL",{"$f":"VLOOKUP(B121,'Wilo Price List'!B:E,3,FALSE)","v":{"v":11638,"d":"£11,638"}},"PG03",620]
[null,2120982,"DL125/220-5,5/4-IE3","1 Pump","CronoTwin-DL",{"$f":"VLOOKUP(B122,'Wilo Price List'!B:E,3,FALSE)","v":{"v":12150,"d":"£12,150"}},"PG03",620]
[null,2120983,"DL125/220-7,5/4-IE3","1 Pump","CronoTwin-DL",{"$f":"VLOOKUP(B123,'Wilo Price List'!B:E,3,FALSE)","v":{"v":13486,"d":"£13,486"}},"PG03",620]
[null,2120984,"DL125/250-11/4-IE3","1 Pump","CronoTwin-DL",{"$f":"VLOOKUP(B124,'Wilo Price List'!B:E,3,FALSE)","v":{"v":15657,"d":"£15,657"}},"PG03",620]
[null,2120985,"DL125/270-11/4-IE3","1 Pump","CronoTwin-DL",{"$f":"VLOOKUP(B125,'Wilo Price List'!B:E,3,FALSE)","v":{"v":16099,"d":"£16,099"}},"PG03",620]
[null,2120986,"DL125/270-15/4-IE3","1 Pump","CronoTwin-DL",{"$f":"VLOOKUP(B126,'Wilo Price List'!B:E,3,FALSE)","v":{"v":18957,"d":"£18,957"}},"PG03",620]
[null,2120987,"DL125/300-18,5/4-IE3","1 Pump","CronoTwin-DL",{"$f":"VLOOKUP(B127,'Wilo Price List'!B:E,3,FALSE)","v":{"v":19143,"d":"£19,143"}},"PG03",700]
[null,2120988,"DL125/320-18,5/4-IE3","1 Pump","CronoTwin-DL",{"$f":"VLOOKUP(B128,'Wilo Price List'!B:E,3,FALSE)","v":{"v":19143,"d":"£19,143"}},"PG03",700]
[null,2120989,"DL125/320-22/4-IE3","1 Pump","CronoTwin-DL",{"$f":"VLOOKUP(B129,'Wilo Price List'!B:E,3,FALSE)","v":{"v":20567,"d":"£20,567"}},"PG03",700]
[null,2120990,"DL125/340-30/4-IE3","1 Pump","CronoTwin-DL",{"$f":"VLOOKUP(B130,'Wilo Price List'!B:E,3,FALSE)","v":{"v":21918,"d":"£21,918"}},"PG03",700]
[]
[null,2120991,"DL150/190-5,5/4-IE3","1 Pump","CronoTwin-DL",{"$f":"VLOOKUP(B132,'Wilo Price List'!B:E,3,FALSE)","v":{"v":13467,"d":"£13,467"}},"PG03",700]
[null,2120992,"DL150/200-7,5/4-IE3","1 Pump","CronoTwin-DL",{"$f":"VLOOKUP(B133,'Wilo Price List'!B:E,3,FALSE)","v":{"v":15144,"d":"£15,144"}},"PG03",700]
[null,2120993,"DL150/220-11/4-IE3","1 Pump","CronoTwin-DL",{"$f":"VLOOKUP(B134,'Wilo Price List'!B:E,3,FALSE)","v":{"v":15864,"d":"£15,864"}},"PG03",700]
[null,2120994,"DL150/250-15/4-IE3","1 Pump","CronoTwin-DL",{"$f":"VLOOKUP(B135,'Wilo Price List'!B:E,3,FALSE)","v":{"v":18412,"d":"£18,412"}},"PG03",700]
[null,2120995,"DL150/260-15/4-IE3","1 Pump","CronoTwin-DL",{"$f":"VLOOKUP(B136,'Wilo Price List'!B:E,3,FALSE)","v":{"v":19511,"d":"£19,511"}},"PG03",700]
[null,2120996,"DL150/260-18,5/4-IE3","1 Pump","CronoTwin-DL",{"$f":"VLOOKUP(B137,'Wilo Price List'!B:E,3,FALSE)","v":{"v":21273,"d":"£21,273"}},"PG03",700]
[null,2120997,"DL150/270-18,5/4-IE3","1 Pump","CronoTwin-DL",{"$f":"VLOOKUP(B138,'Wilo Price List'!B:E,3,FALSE)","v":{"v":21273,"d":"£21,273"}},"PG03",700]
[null,2120998,"DL150/270-22/4-IE3","1 Pump","CronoTwin-DL",{"$f":"VLOOKUP(B139,'Wilo Price List'!B:E,3,FALSE)","v":{"v":22587,"d":"£22,587"}},"PG03",700]
[null,2151765,"DL150/305-30/4-IE3","1 Pump","CronoTwin-DL",{"$f":"VLOOKUP(B140,'Wilo Price List'!B:E,3,FALSE)","v":{"v":29190,"d":"£29,190"}},"PG03",770]
[null,2151764,"DL150/325-30/4-IE3","1 Pump","CronoTwin-DL",{"$f":"VLOOKUP(B141,'Wilo Price List'!B:E,3,FALSE)","v":{"v":29190,"d":"£29,190"}},"PG03",770]
[null,2151763,"DL150/325-37/4-IE3","1 Pump","CronoTwin-DL",{"$f":"VLOOKUP(B142,'Wilo Price List'!B:E,3,FALSE)","v":{"v":30840,"d":"£30,840"}},"PG03",770]
[null,2151762,"DL150/335-37/4-IE3","1 Pump","CronoTwin-DL",{"$f":"VLOOKUP(B143,'Wilo Price List'!B:E,3,FALSE)","v":{"v":30840,"d":"£30,840"}},"PG03",770]
[null,2151761,"DL150/335-45/4-IE3","1 Pump","CronoTwin-DL",{"$f":"VLOOKUP(B144,'Wilo Price List'!B:E,3,FALSE)","v":{"v":36236,"d":"£36,236"}},"PG03",770]
[]
[null,2121003,"DL200/240-15/4-IE3","1 Pump","CronoTwin-DL",{"$f":"VLOOKUP(B146,'Wilo Price List'!B:E,3,FALSE)","v":{"v":25728,"d":"£25,728"}},"PG03",800]
[null,2121004,"DL200/250-18,5/4-IE3","1 Pump","CronoTwin-DL",{"$f":"VLOOKUP(B147,'Wilo Price List'!B:E,3,FALSE)","v":{"v":26982,"d":"£26,982"}},"PG03",800]
[null,2121005,"DL200/260-22/4-IE3","1 Pump","CronoTwin-DL",{"$f":"VLOOKUP(B148,'Wilo Price List'!B:E,3,FALSE)","v":{"v":29084,"d":"£29,084"}},"PG03",800]
[null,2121006,"DL200/270-30/4-IE3","1 Pump","CronoTwin-DL",{"$f":"VLOOKUP(B149,'Wilo Price List'!B:E,3,FALSE)","v":{"v":31192,"d":"£31,192"}},"PG03",800]
[null,2142056,"DL200/300-37/4-IE3","1 Pump","CronoTwin-DL",{"$f":"VLOOKUP(B150,'Wilo Price List'!B:E,3,FALSE)","v":{"v":33323,"d":"£33,323"}},"PG03",820]
[null,2142057,"DL200/315-37/4-IE3","1 Pump","CronoTwin-DL",{"$f":"VLOOKUP(B151,'Wilo Price List'!B:E,3,FALSE)","v":{"v":33323,"d":"£33,323"}},"PG03",820]
[null,2142058,"DL200/335-37/4-IE3","1 Pump","CronoTwin-DL",{"$f":"VLOOKUP(B152,'Wilo Price List'!B:E,3,FALSE)","v":{"v":33323,"d":"£33,323"}},"PG03",820]
[null,2142059,"DL200/335-45/4-IE3","1 Pump","CronoTwin-DL",{"$f":"VLOOKUP(B153,'Wilo Price List'!B:E,3,FALSE)","v":{"v":37103,"d":"£37,103"}},"PG03",820]
[null,2142060,"DL200/345-45/4-IE3","1 Pump","CronoTwin-DL",{"$f":"VLOOKUP(B154,'Wilo Price List'!B:E,3,FALSE)","v":{"v":37103,"d":"£37,103"}},"PG03",820]
[null,2142061,"DL200/345-55/4-IE3","1 Pump","CronoTwin-DL",{"$f":"VLOOKUP(B155,'Wilo Price List'!B:E,3,FALSE)","v":{"v":42860,"d":"£42,860"}},"PG03",820]

{"sheet":"DPL","index":13,"n_rows":73,"n_cols":10,"rows_kept":73,"merged":[[1,1,2,7],[1,9,2,10]]}
[]
[null,"DPL",{"$nulls":7},"Home"]
[]
[]
[null,"Article No. \n(or variant)","Article description","Type \n(Pump / Accessory / Spare Part / Addon / Service)","Product range","List Price","Price group","Port to Port (MM)"]
[null,2150372,"DPL32/105-0,12/4","1 Pump","VeroTwin-DPL",{"$f":"VLOOKUP(B6,'Wilo Price List'!B:E,3,FALSE)","v":{"v":2239,"d":"£2,239"}},"PG03",260]
[null,2121239,"DPL32/105-0,75/2-IE3","1 Pump","VeroTwin-DPL",{"$f":"VLOOKUP(B7,'Wilo Price List'!B:E,3,FALSE)","v":{"v":2327,"d":"£2,327"}},"PG03",260]
[null,2121240,"DPL32/125-1,1/2-IE3","1 Pump","VeroTwin-DPL",{"$f":"VLOOKUP(B8,'Wilo Price List'!B:E,3,FALSE)","v":{"v":2622,"d":"£2,622"}},"PG03",260]
[null,2150373,"DPL32/135-0,25/4","1 Pump","VeroTwin-DPL",{"$f":"VLOOKUP(B9,'Wilo Price List'!B:E,3,FALSE)","v":{"v":2208,"d":"£2,208"}},"PG03",260]
[null,2121241,"DPL32/135-1,1/2-IE3","1 Pump","VeroTwin-DPL",{"$f":"VLOOKUP(B10,'Wilo Price List'!B:E,3,FALSE)","v":{"v":2659,"d":"£2,659"}},"PG03",260]
[null,2155462,"DPL32/135-1,5/2-IE3","1 Pump","VeroTwin-DPL",{"$f":"VLOOKUP(B11,'Wilo Price List'!B:E,3,FALSE)","v":{"v":2820,"d":"£2,820"}},"PG03",260]
[null,2121242,"DPL32/165-3/2-IE3","1 Pump","VeroTwin-DPL",{"$f":"VLOOKUP(B12,'Wilo Price List'!B:E,3,FALSE)","v":{"v":4370,"d":"£4,370"}},"PG03",320]
[null,2121243,"DPL32/175-4/2-IE3","1 Pump","VeroTwin-DPL",{"$f":"VLOOKUP(B13,'Wilo Price List'!B:E,3,FALSE)","v":{"v":4802,"d":"£4,802"}},"PG03",320]
[null,2150365,"DPL32/85-0,37/2","1 Pump","VeroTwin-DPL",{"$f":"VLOOKUP(B14,'Wilo Price List'!B:E,3,FALSE)","v":{"v":1967,"d":"£1,967"}},"PG03",260]
[null,2150366,"DPL32/95-0,55/2","1 Pump","VeroTwin-DPL",{"$f":"VLOOKUP(B15,'Wilo Price List'!B:E,3,FALSE)","v":{"v":2107,"d":"£2,107"}},"PG03",260]
[]
[null,2089643,"DPL40/115-0,55/2","1 Pump","VeroTwin-DPL",{"$f":"VLOOKUP(B17,'Wilo Price List'!B:E,3,FALSE)","v":{"v":2502,"d":"£2,502"}},"PG03",250]
[null,2121244,"DPL40/120-1,5/2-IE3","1 Pump","VeroTwin-DPL",{"$f":"VLOOKUP(B18,'Wilo Price List'!B:E,3,FALSE)","v":{"v":2701,"d":"£2,701"}},"PG03",320]
[null,2089620,"DPL40/130-0,25/4","1 Pump","VeroTwin-DPL",{"$f":"VLOOKUP(B19,'Wilo Price List'!B:E,3,FALSE)","v":{"v":2388,"d":"£2,388"}},"PG03",320]
[null,2121245,"DPL40/130-2,2/2-IE3","1 Pump","VeroTwin-DPL",{"$f":"VLOOKUP(B20,'Wilo Price List'!B:E,3,FALSE)","v":{"v":3023,"d":"£3,023"}},"PG03",320]
[null,2121246,"DPL40/150-3/2-IE3","1 Pump","VeroTwin-DPL",{"$f":"VLOOKUP(B21,'Wilo Price List'!B:E,3,FALSE)","v":{"v":3617,"d":"£3,617"}},"PG03",320]
[null,2089621,"DPL40/160-0,37/4","1 Pump","VeroTwin-DPL",{"$f":"VLOOKUP(B22,'Wilo Price List'!B:E,3,FALSE)","v":{"v":2713,"d":"£2,713"}},"PG03",320]
[null,2121247,"DPL40/160-4/2-IE3","1 Pump","VeroTwin-DPL",{"$f":"VLOOKUP(B23,'Wilo Price List'!B:E,3,FALSE)","v":{"v":3883,"d":"£3,883"}},"PG03",320]
[null,2121248,"DPL40/165-4/2-IE3","1 Pump","VeroTwin-DPL",{"$f":"VLOOKUP(B24,'Wilo Price List'!B:E,3,FALSE)","v":{"v":4788,"d":"£4,788"}},"PG03",340]
[null,2121249,"DPL40/175-5,5/2-IE3","1 Pump","VeroTwin-DPL",{"$f":"VLOOKUP(B25,'Wilo Price List'!B:E,3,FALSE)","v":{"v":5589,"d":"£5,589"}},"PG03",340]
[null,2121250,"DPL40/195-7,5/2-IE3","1 Pump","VeroTwin-DPL",{"$f":"VLOOKUP(B26,'Wilo Price List'!B:E,3,FALSE)","v":{"v":5703,"d":"£5,703"}},"PG03",440]
[null,2157302,"DPL40/75-0,12/2","1 Pump","VeroTwin-DPL",{"$f":"VLOOKUP(B27,'Wilo Price List'!B:E,3,FALSE)","v":{"v":2372,"d":"£2,372"}},"PG03",250]
[null,2089642,"DPL40/90-0,37/2","1 Pump","VeroTwin-DPL",{"$f":"VLOOKUP(B28,'Wilo Price List'!B:E,3,FALSE)","v":{"v":2267,"d":"£2,267"}},"PG03",250]
[]
[null,2150374,"DPL50/105-0,12/4","1 Pump","VeroTwin-DPL",{"$f":"VLOOKUP(B30,'Wilo Price List'!B:E,3,FALSE)","v":{"v":2469,"d":"£2,469"}},"PG03",280]
[null,2155465,"DPL50/105-0,75/2-IE3","1 Pump","VeroTwin-DPL",{"$f":"VLOOKUP(B31,'Wilo Price List'!B:E,3,FALSE)","v":{"v":2996,"d":"£2,996"}},"PG03",280]
[null,2121252,"DPL50/120-1,5/2-IE3","1 Pump","VeroTwin-DPL",{"$f":"VLOOKUP(B32,'Wilo Price List'!B:E,3,FALSE)","v":{"v":3079,"d":"£3,079"}},"PG03",340]
[null,2089623,"DPL50/130-0,37/4","1 Pump","VeroTwin-DPL",{"$f":"VLOOKUP(B33,'Wilo Price List'!B:E,3,FALSE)","v":{"v":2779,"d":"£2,779"}},"PG03",340]
[null,2121253,"DPL50/130-2,2/2-IE3","1 Pump","VeroTwin-DPL",{"$f":"VLOOKUP(B34,'Wilo Price List'!B:E,3,FALSE)","v":{"v":3260,"d":"£3,260"}},"PG03",340]
[null,2121254,"DPL50/140-3/2-IE3","1 Pump","VeroTwin-DPL",{"$f":"VLOOKUP(B35,'Wilo Price List'!B:E,3,FALSE)","v":{"v":3674,"d":"£3,674"}},"PG03",340]
[null,2121255,"DPL50/150-4/2-IE3","1 Pump","VeroTwin-DPL",{"$f":"VLOOKUP(B36,'Wilo Price List'!B:E,3,FALSE)","v":{"v":3937,"d":"£3,937"}},"PG03",340]
[null,2121256,"DPL50/155-4/2-IE3","1 Pump","VeroTwin-DPL",{"$f":"VLOOKUP(B37,'Wilo Price List'!B:E,3,FALSE)","v":{"v":4798,"d":"£4,798"}},"PG03",340]
[null,2089624,"DPL50/160-0,55/4","1 Pump","VeroTwin-DPL",{"$f":"VLOOKUP(B38,'Wilo Price List'!B:E,3,FALSE)","v":{"v":3116,"d":"£3,116"}},"PG03",340]
[null,2121257,"DPL50/165-5,5/2-IE3","1 Pump","VeroTwin-DPL",{"$f":"VLOOKUP(B39,'Wilo Price List'!B:E,3,FALSE)","v":{"v":5929,"d":"£5,929"}},"PG03",340]
[null,2121258,"DPL50/175-5,5/2-IE3","1 Pump","VeroTwin-DPL",{"$f":"VLOOKUP(B40,'Wilo Price List'!B:E,3,FALSE)","v":{"v":5475,"d":"£5,475"}},"PG03",340]
[null,2121259,"DPL50/175-7,5/2-IE3","1 Pump","VeroTwin-DPL",{"$f":"VLOOKUP(B41,'Wilo Price List'!B:E,3,FALSE)","v":{"v":5784,"d":"£5,784"}},"PG03",440]
[null,2121260,"DPL50/185-7,5/2-IE3","1 Pump","VeroTwin-DPL",{"$f":"VLOOKUP(B42,'Wilo Price List'!B:E,3,FALSE)","v":{"v":6241,"d":"£6,241"}},"PG03",440]
[null,2152445,"DPL50/95-0,55/2","1 Pump","VeroTwin-DPL",{"$f":"VLOOKUP(B43,'Wilo Price List'!B:E,3,FALSE)","v":{"v":2816,"d":"£2,816"}},"PG03",280]
[]
[null,2133205,"DPL65/110-0,25/4","1 Pump","VeroTwin-DPL",{"$f":"VLOOKUP(B45,'Wilo Price List'!B:E,3,FALSE)","v":{"v":2965,"d":"£2,965"}},"PG03",340]
[null,2121262,"DPL65/110-2,2/2-IE3","1 Pump","VeroTwin-DPL",{"$f":"VLOOKUP(B46,'Wilo Price List'!B:E,3,FALSE)","v":{"v":3798,"d":"£3,798"}},"PG03",340]
[null,2121261,"DPL65/115-1,5/2-IE3","1 Pump","VeroTwin-DPL",{"$f":"VLOOKUP(B47,'Wilo Price List'!B:E,3,FALSE)","v":{"v":3652,"d":"£3,652"}},"PG03",340]
[null,2133206,"DPL65/120-0,37/4","1 Pump","VeroTwin-DPL",{"$f":"VLOOKUP(B48,'Wilo Price List'!B:E,3,FALSE)","v":{"v":3111,"d":"£3,111"}},"PG03",340]
[null,2121263,"DPL65/120-3/2-IE3","1 Pump","VeroTwin-DPL",{"$f":"VLOOKUP(B49,'Wilo Price List'!B:E,3,FALSE)","v":{"v":4127,"d":"£4,127"}},"PG03",340]
[null,2133207,"DPL65/130-0,55/4","1 Pump","VeroTwin-DPL",{"$f":"VLOOKUP(B50,'Wilo Price List'!B:E,3,FALSE)","v":{"v":3173,"d":"£3,173"}},"PG03",340]
[null,2121264,"DPL65/130-4/2-IE3","1 Pump","VeroTwin-DPL",{"$f":"VLOOKUP(B51,'Wilo Price List'!B:E,3,FALSE)","v":{"v":4347,"d":"£4,347"}},"PG03",340]
[null,2121265,"DPL65/145-5,5/2-IE3","1 Pump","VeroTwin-DPL",{"$f":"VLOOKUP(B52,'Wilo Price List'!B:E,3,FALSE)","v":{"v":5670,"d":"£5,670"}},"PG03",340]
[null,2121266,"DPL65/155-5,5/2-IE3","1 Pump","VeroTwin-DPL",{"$f":"VLOOKUP(B53,'Wilo Price List'!B:E,3,FALSE)","v":{"v":5617,"d":"£5,617"}},"PG03",340]
[null,2121267,"DPL65/155-7,5/2-IE3","1 Pump","VeroTwin-DPL",{"$f":"VLOOKUP(B54,'Wilo Price List'!B:E,3,FALSE)","v":{"v":6069,"d":"£6,069"}},"PG03",340]
[null,2121268,"DPL65/165-5,5/2-IE3","1 Pump","VeroTwin-DPL",{"$f":"VLOOKUP(B55,'Wilo Price List'!B:E,3,FALSE)","v":{"v":5820,"d":"£5,820"}},"PG03",430]
[null,2121269,"DPL65/175-5,5/2-IE3","1 Pump","VeroTwin-DPL",{"$f":"VLOOKUP(B56,'Wilo Price List'!B:E,3,FALSE)","v":{"v":5820,"d":"£5,820"}},"PG03",430]
[null,2121270,"DPL65/175-7,5/2-IE3","1 Pump","VeroTwin-DPL",{"$f":"VLOOKUP(B57,'Wilo Price List'!B:E,3,FALSE)","v":{"v":6086,"d":"£6,086"}},"PG03",430]
[]
[null,2121272,"DPL80/105-3/2-IE3","1 Pump","VeroTwin-DPL",{"$f":"VLOOKUP(B59,'Wilo Price List'!B:E,3,FALSE)","v":{"v":4343,"d":"£4,343"}},"PG03",360]
[null,2121273,"DPL80/110-4/2-IE3","1 Pump","VeroTwin-DPL",{"$f":"VLOOKUP(B60,'Wilo Price List'!B:E,3,FALSE)","v":{"v":4556,"d":"£4,556"}},"PG03",360]
[null,2121271,"DPL80/115-2,2/2-IE3","1 Pump","VeroTwin-DPL",{"$f":"VLOOKUP(B61,'Wilo Price List'!B:E,3,FALSE)","v":{"v":4232,"d":"£4,232"}},"PG03",360]
[null,2133208,"DPL80/120-0,55/4","1 Pump","VeroTwin-DPL",{"$f":"VLOOKUP(B62,'Wilo Price List'!B:E,3,FALSE)","v":{"v":3486,"d":"£3,486"}},"PG03",360]
[null,2155463,"DPL80/120-4/2-IE3","1 Pump","VeroTwin-DPL",{"$f":"VLOOKUP(B63,'Wilo Price List'!B:E,3,FALSE)","v":{"v":4556,"d":"£4,556"}},"PG03",360]
[null,2155464,"DPL80/120-5,5/2-IE3","1 Pump","VeroTwin-DPL",{"$f":"VLOOKUP(B64,'Wilo Price List'!B:E,3,FALSE)","v":{"v":5324,"d":"£5,324"}},"PG03",360]
[null,2121233,"DPL80/125-0,75/4-IE3","1 Pump","VeroTwin-DPL",{"$f":"VLOOKUP(B65,'Wilo Price List'!B:E,3,FALSE)","v":{"v":4193,"d":"£4,193"}},"PG03",360]
[null,2121234,"DPL80/140-1,1/4-IE3","1 Pump","VeroTwin-DPL",{"$f":"VLOOKUP(B66,'Wilo Price List'!B:E,3,FALSE)","v":{"v":4561,"d":"£4,561"}},"PG03",360]
[null,2121274,"DPL80/145-5,5/2-IE3","1 Pump","VeroTwin-DPL",{"$f":"VLOOKUP(B67,'Wilo Price List'!B:E,3,FALSE)","v":{"v":5790,"d":"£5,790"}},"PG03",400]
[null,2121275,"DPL80/155-7,5/2-IE3","1 Pump","VeroTwin-DPL",{"$f":"VLOOKUP(B68,'Wilo Price List'!B:E,3,FALSE)","v":{"v":6046,"d":"£6,046"}},"PG03",400]
[]
[null,2121235,"DPL100/135-1,1/4-IE3","1 Pump","VeroTwin-DPL",{"$f":"VLOOKUP(B70,'Wilo Price List'!B:E,3,FALSE)","v":{"v":6642,"d":"£6,642"}},"PG03",500]
[null,2121236,"DPL100/145-1,5/4-IE3","1 Pump","VeroTwin-DPL",{"$f":"VLOOKUP(B71,'Wilo Price List'!B:E,3,FALSE)","v":{"v":6829,"d":"£6,829"}},"PG03",500]
[null,2121237,"DPL100/165-2,2/4-IE3","1 Pump","VeroTwin-DPL",{"$f":"VLOOKUP(B72,'Wilo Price List'!B:E,3,FALSE)","v":{"v":7299,"d":"£7,299"}},"PG03",500]
[null,2121238,"DPL100/175-3/4-IE3","1 Pump","VeroTwin-DPL",{"$f":"VLOOKUP(B73,'Wilo Price List'!B:E,3,FALSE)","v":{"v":8019,"d":"£8,019"}},"PG03",500]

{"sheet":"Atmos Giga I","index":14,"n_rows":268,"n_cols":6,"rows_kept":268,"merged":[[1,1,2,4],[1,5,2,6]]}
[]
[null,"Atmos Giga I",{"$nulls":3},"Home"]
[]
[]
[null,"Article No. \n(or variant)","Article description","List Price","Price group"]
[]
[{"$nulls":4},"PG3"]
[null,2219022,"Atmos GIGA-I 32/130-1,5/2",{"$f":"VLOOKUP(B8,'Wilo Price List'!B:D,3,FALSE)","v":{"v":3226,"d":"£3,226.00"}}]
[null,2219014,"Atmos GIGA-I 32/140-0,25/4",{"$f":"VLOOKUP(B9,'Wilo Price List'!B:D,3,FALSE)","v":{"v":3123,"d":"£3,123.00"}}]
[null,2219020,"Atmos GIGA-I 32/140-2,2/2",{"$f":"VLOOKUP(B10,'Wilo Price List'!B:D,3,FALSE)","v":{"v":3238,"d":"£3,238.00"}}]
[null,2219012,"Atmos GIGA-I 32/150-0,37/4",{"$f":"VLOOKUP(B11,'Wilo Price List'!B:D,3,FALSE)","v":{"v":3110,"d":"£3,110.00"}}]
[null,2219018,"Atmos GIGA-I 32/150-3/2",{"$f":"VLOOKUP(B12,'Wilo Price List'!B:D,3,FALSE)","v":{"v":3386,"d":"£3,386.00"}}]
[null,2219010,"Atmos GIGA-I 32/160-0,55/4",{"$f":"VLOOKUP(B13,'Wilo Price List'!B:D,3,FALSE)","v":{"v":3028,"d":"£3,028.00"}}]
[null,2219016,"Atmos GIGA-I 32/160-4/2",{"$f":"VLOOKUP(B14,'Wilo Price List'!B:D,3,FALSE)","v":{"v":3514,"d":"£3,514.00"}}]
[]
[null,2219766,"Atmos GIGA-I 40/130-0,25/4",{"$f":"VLOOKUP(B16,'Wilo Price List'!B:D,3,FALSE)","v":{"v":3227,"d":"£3,227.00"}}]
[null,2222626,"Atmos GIGA-I 40/130-2,2/2",{"$f":"VLOOKUP(B17,'Wilo Price List'!B:D,3,FALSE)","v":{"v":3284,"d":"£3,284.00"}}]
[null,2220082,"Atmos GIGA-I 40/140-0,37/4",{"$f":"VLOOKUP(B18,'Wilo Price List'!B:D,3,FALSE)","v":{"v":3302,"d":"£3,302.00"}}]
[null,2219768,"Atmos GIGA-I 40/140-3/2",{"$f":"VLOOKUP(B19,'Wilo Price List'!B:D,3,FALSE)","v":{"v":3415,"d":"£3,415.00"}}]
[null,2220080,"Atmos GIGA-I 40/150-0,55/4",{"$f":"VLOOKUP(B20,'Wilo Price List'!B:D,3,FALSE)","v":{"v":3156,"d":"£3,156.00"}}]
[null,2220086,"Atmos GIGA-I 40/150-4/2",{"$f":"VLOOKUP(B21,'Wilo Price List'!B:D,3,FALSE)","v":{"v":3557,"d":"£3,557.00"}}]
[null,2219764,"Atmos GIGA-I 40/160-0,75/4",{"$f":"VLOOKUP(B22,'Wilo Price List'!B:D,3,FALSE)","v":{"v":3619,"d":"£3,619.00"}}]
[null,2220084,"Atmos GIGA-I 40/160-5,5/2",{"$f":"VLOOKUP(B23,'Wilo Price List'!B:D,3,FALSE)","v":{"v":4832,"d":"£4,832.00"}}]
[null,2220090,"Atmos GIGA-I 40/190-0,75/4",{"$f":"VLOOKUP(B24,'Wilo Price List'!B:D,3,FALSE)","v":{"v":3942,"d":"£3,942.00"}}]
[null,2220088,"Atmos GIGA-I 40/200-1,1/4",{"$f":"VLOOKUP(B25,'Wilo Price List'!B:D,3,FALSE)","v":{"v":3383,"d":"£3,383.00"}}]
[null,2220092,"Atmos GIGA-I 40/200-7,5/2",{"$f":"VLOOKUP(B26,'Wilo Price List'!B:D,3,FALSE)","v":{"v":4826,"d":"£4,826.00"}}]
[null,2222632,"Atmos GIGA-I 40/210-1,5/4",{"$f":"VLOOKUP(B27,'Wilo Price List'!B:D,3,FALSE)","v":{"v":3662,"d":"£3,662.00"}}]
[null,2222630,"Atmos GIGA-I 40/210-11/2",{"$f":"VLOOKUP(B28,'Wilo Price List'!B:D,3,FALSE)","v":{"v":5583,"d":"£5,583.00"}}]
[]
[null,2220110,"Atmos GIGA-I 50/105-3/2",{"$f":"VLOOKUP(B30,'Wilo Price List'!B:D,3,FALSE)","v":{"v":3392,"d":"£3,392.00"}}]
[null,2220108,"Atmos GIGA-I 50/115-4/2",{"$f":"VLOOKUP(B31,'Wilo Price List'!B:D,3,FALSE)","v":{"v":3601,"d":"£3,601.00"}}]
[null,2220106,"Atmos GIGA-I 50/125-4/2",{"$f":"VLOOKUP(B32,'Wilo Price List'!B:D,3,FALSE)","v":{"v":3559,"d":"£3,559.00"}}]
[null,2220104,"Atmos GIGA-I 50/125-5,5/2",{"$f":"VLOOKUP(B33,'Wilo Price List'!B:D,3,FALSE)","v":{"v":4502,"d":"£4,502.00"}}]
[null,2220128,"Atmos GIGA-I 50/130-4/2",{"$f":"VLOOKUP(B34,'Wilo Price List'!B:D,3,FALSE)","v":{"v":3770,"d":"£3,770.00"}}]
[null,2220118,"Atmos GIGA-I 50/140-0,55/4",{"$f":"VLOOKUP(B35,'Wilo Price List'!B:D,3,FALSE)","v":{"v":3366,"d":"£3,366.00"}}]
[null,2220126,"Atmos GIGA-I 50/140-5,5/2",{"$f":"VLOOKUP(B36,'Wilo Price List'!B:D,3,FALSE)","v":{"v":4910,"d":"£4,910.00"}}]
[null,2220116,"Atmos GIGA-I 50/150-0,75/4",{"$f":"VLOOKUP(B37,'Wilo Price List'!B:D,3,FALSE)","v":{"v":3881,"d":"£3,881.00"}}]
[null,2220124,"Atmos GIGA-I 50/150-7,5/2",{"$f":"VLOOKUP(B38,'Wilo Price List'!B:D,3,FALSE)","v":{"v":5063,"d":"£5,063.00"}}]
[null,2220114,"Atmos GIGA-I 50/160-1,1/4",{"$f":"VLOOKUP(B39,'Wilo Price List'!B:D,3,FALSE)","v":{"v":3326,"d":"£3,326.00"}}]
[null,2220120,"Atmos GIGA-I 50/160-11/2",{"$f":"VLOOKUP(B40,'Wilo Price List'!B:D,3,FALSE)","v":{"v":5368,"d":"£5,368.00"}}]
[null,2220122,"Atmos GIGA-I 50/160-7,5/2",{"$f":"VLOOKUP(B41,'Wilo Price List'!B:D,3,FALSE)","v":{"v":5027,"d":"£5,027.00"}}]
[null,2220136,"Atmos GIGA-I 50/180-1,1/4",{"$f":"VLOOKUP(B42,'Wilo Price List'!B:D,3,FALSE)","v":{"v":3590,"d":"£3,590.00"}}]
[null,2222598,"Atmos GIGA-I 50/180-7,5/2",{"$f":"VLOOKUP(B43,'Wilo Price List'!B:D,3,FALSE)","v":{"v":5141,"d":"£5,141.00"}}]
[null,2220134,"Atmos GIGA-I 50/190-1,5/4",{"$f":"VLOOKUP(B44,'Wilo Price List'!B:D,3,FALSE)","v":{"v":3722,"d":"£3,722.00"}}]
[null,2220142,"Atmos GIGA-I 50/190-11/2",{"$f":"VLOOKUP(B45,'Wilo Price List'!B:D,3,FALSE)","v":{"v":5626,"d":"£5,626.00"}}]
[null,2220132,"Atmos GIGA-I 50/200-1,5/4",{"$f":"VLOOKUP(B46,'Wilo Price List'!B:D,3,FALSE)","v":{"v":3642,"d":"£3,642.00"}}]
[null,2220140,"Atmos GIGA-I 50/200-11/2",{"$f":"VLOOKUP(B47,'Wilo Price List'!B:D,3,FALSE)","v":{"v":5639,"d":"£5,639.00"}}]
[null,2220138,"Atmos GIGA-I 50/200-15/2",{"$f":"VLOOKUP(B48,'Wilo Price List'!B:D,3,FALSE)","v":{"v":6633,"d":"£6,633.00"}}]
[null,2220130,"Atmos GIGA-I 50/200-2,2/4",{"$f":"VLOOKUP(B49,'Wilo Price List'!B:D,3,FALSE)","v":{"v":3690,"d":"£3,690.00"}}]
[null,2220148,"Atmos GIGA-I 50/220-1,5/4",{"$f":"VLOOKUP(B50,'Wilo Price List'!B:D,3,FALSE)","v":{"v":4467,"d":"£4,467.00"}}]
[null,2220160,"Atmos GIGA-I 50/220-15/2",{"$f":"VLOOKUP(B51,'Wilo Price List'!B:D,3,FALSE)","v":{"v":7138,"d":"£7,138.00"}}]
[null,2220158,"Atmos GIGA-I 50/230-18,5/2",{"$f":"VLOOKUP(B52,'Wilo Price List'!B:D,3,FALSE)","v":{"v":7211,"d":"£7,211.00"}}]
[null,2220146,"Atmos GIGA-I 50/230-2,2/4",{"$f":"VLOOKUP(B53,'Wilo Price List'!B:D,3,FALSE)","v":{"v":4475,"d":"£4,475.00"}}]
[null,2220156,"Atmos GIGA-I 50/240-18,5/2",{"$f":"VLOOKUP(B54,'Wilo Price List'!B:D,3,FALSE)","v":{"v":7086,"d":"£7,086.00"}}]
[null,2220154,"Atmos GIGA-I 50/240-22/2",{"$f":"VLOOKUP(B55,'Wilo Price List'!B:D,3,FALSE)","v":{"v":8445,"d":"£8,445.00"}}]
[null,2220144,"Atmos GIGA-I 50/240-3/4",{"$f":"VLOOKUP(B56,'Wilo Price List'!B:D,3,FALSE)","v":{"v":4400,"d":"£4,400.00"}}]
[null,2220152,"Atmos GIGA-I 50/250-22/2",{"$f":"VLOOKUP(B57,'Wilo Price List'!B:D,3,FALSE)","v":{"v":8463,"d":"£8,463.00"}}]
[null,2220150,"Atmos GIGA-I 50/250-30/2",{"$f":"VLOOKUP(B58,'Wilo Price List'!B:D,3,FALSE)","v":{"v":8324,"d":"£8,324.00"}}]
[null,2222610,"Atmos GIGA-I 50/250-4/4",{"$f":"VLOOKUP(B59,'Wilo Price List'!B:D,3,FALSE)","v":{"v":4580,"d":"£4,580.00"}}]
[null,2222628,"Atmos GIGA-I 50/85-1,5/2",{"$f":"VLOOKUP(B60,'Wilo Price List'!B:D,3,FALSE)","v":{"v":3124,"d":"£3,124.00"}}]
[null,2220112,"Atmos GIGA-I 50/95-2,2/2",{"$f":"VLOOKUP(B61,'Wilo Price List'!B:D,3,FALSE)","v":{"v":3260,"d":"£3,260.00"}}]
[]
[null,2219030,"Atmos GIGA-I 65/105-0,55/4",{"$f":"VLOOKUP(B63,'Wilo Price List'!B:D,3,FALSE)","v":{"v":3102,"d":"£3,102.00"}}]
[null,2219038,"Atmos GIGA-I 65/105-4/2",{"$f":"VLOOKUP(B64,'Wilo Price List'!B:D,3,FALSE)","v":{"v":3611,"d":"£3,611.00"}}]
[null,2219028,"Atmos GIGA-I 65/115-0,75/4",{"$f":"VLOOKUP(B65,'Wilo Price List'!B:D,3,FALSE)","v":{"v":3639,"d":"£3,639.00"}}]
[null,2219036,"Atmos GIGA-I 65/115-5,5/2",{"$f":"VLOOKUP(B66,'Wilo Price List'!B:D,3,FALSE)","v":{"v":4555,"d":"£4,555.00"}}]
[null,2219026,"Atmos GIGA-I 65/125-1,1/4",{"$f":"VLOOKUP(B67,'Wilo Price List'!B:D,3,FALSE)","v":{"v":3094,"d":"£3,094.00"}}]
[null,2219034,"Atmos GIGA-I 65/125-7,5/2",{"$f":"VLOOKUP(B68,'Wilo Price List'!B:D,3,FALSE)","v":{"v":4822,"d":"£4,822.00"}}]
[null,2220172,"Atmos GIGA-I 65/130-5,5/2",{"$f":"VLOOKUP(B69,'Wilo Price List'!B:D,3,FALSE)","v":{"v":5015,"d":"£5,015.00"}}]
[null,2220166,"Atmos GIGA-I 65/140-0,75/4",{"$f":"VLOOKUP(B70,'Wilo Price List'!B:D,3,FALSE)","v":{"v":3921,"d":"£3,921.00"}}]
[null,2220170,"Atmos GIGA-I 65/140-7,5/2",{"$f":"VLOOKUP(B71,'Wilo Price List'!B:D,3,FALSE)","v":{"v":5151,"d":"£5,151.00"}}]
[null,2220164,"Atmos GIGA-I 65/150-1,1/4",{"$f":"VLOOKUP(B72,'Wilo Price List'!B:D,3,FALSE)","v":{"v":3296,"d":"£3,296.00"}}]
[null,2220168,"Atmos GIGA-I 65/150-11/2",{"$f":"VLOOKUP(B73,'Wilo Price List'!B:D,3,FALSE)","v":{"v":5309,"d":"£5,309.00"}}]
[null,2220162,"Atmos GIGA-I 65/160-1,5/4",{"$f":"VLOOKUP(B74,'Wilo Price List'!B:D,3,FALSE)","v":{"v":3406,"d":"£3,406.00"}}]
[null,2222612,"Atmos GIGA-I 65/160-15/2",{"$f":"VLOOKUP(B75,'Wilo Price List'!B:D,3,FALSE)","v":{"v":6421,"d":"£6,421.00"}}]
[null,2220188,"Atmos GIGA-I 65/180-15/2",{"$f":"VLOOKUP(B76,'Wilo Price List'!B:D,3,FALSE)","v":{"v":6733,"d":"£6,733.00"}}]
[null,2222622,"Atmos GIGA-I 65/190-15/2",{"$f":"VLOOKUP(B77,'Wilo Price List'!B:D,3,FALSE)","v":{"v":6686,"d":"£6,686.00"}}]
[null,2220186,"Atmos GIGA-I 65/190-18,5/2",{"$f":"VLOOKUP(B78,'Wilo Price List'!B:D,3,FALSE)","v":{"v":6851,"d":"£6,851.00"}}]
[null,2220178,"Atmos GIGA-I 65/190-2,2/4",{"$f":"VLOOKUP(B79,'Wilo Price List'!B:D,3,FALSE)","v":{"v":4092,"d":"£4,092.00"}}]
[null,2220184,"Atmos GIGA-I 65/200-18,5/2",{"$f":"VLOOKUP(B80,'Wilo Price List'!B:D,3,FALSE)","v":{"v":6813,"d":"£6,813.00"}}]
[null,2220176,"Atmos GIGA-I 65/200-2,2/4",{"$f":"VLOOKUP(B81,'Wilo Price List'!B:D,3,FALSE)","v":{"v":4047,"d":"£4,047.00"}}]
[null,2220182,"Atmos GIGA-I 65/200-22/2",{"$f":"VLOOKUP(B82,'Wilo Price List'!B:D,3,FALSE)","v":{"v":8171,"d":"£8,171.00"}}]
[null,2220174,"Atmos GIGA-I 65/200-3/4",{"$f":"VLOOKUP(B83,'Wilo Price List'!B:D,3,FALSE)","v":{"v":4187,"d":"£4,187.00"}}]
[null,2220200,"Atmos GIGA-I 65/230-18,5/2",{"$f":"VLOOKUP(B84,'Wilo Price List'!B:D,3,FALSE)","v":{"v":7286,"d":"£7,286.00"}}]
[null,2220198,"Atmos GIGA-I 65/230-22/2",{"$f":"VLOOKUP(B85,'Wilo Price List'!B:D,3,FALSE)","v":{"v":8643,"d":"£8,643.00"}}]
[null,2220210,"Atmos GIGA-I 65/230-3/4",{"$f":"VLOOKUP(B86,'Wilo Price List'!B:D,3,FALSE)","v":{"v":4596,"d":"£4,596.00"}}]
[null,2220208,"Atmos GIGA-I 65/240-3/4",{"$f":"VLOOKUP(B87,'Wilo Price List'!B:D,3,FALSE)","v":{"v":4498,"d":"£4,498.00"}}]
[null,2220196,"Atmos GIGA-I 65/240-30/2",{"$f":"VLOOKUP(B88,'Wilo Price List'!B:D,3,FALSE)","v":{"v":8412,"d":"£8,412.00"}}]
[null,2220206,"Atmos GIGA-I 65/240-4/4",{"$f":"VLOOKUP(B89,'Wilo Price List'!B:D,3,FALSE)","v":{"v":4629,"d":"£4,629.00"}}]
[null,2220194,"Atmos GIGA-I 65/250-30/2",{"$f":"VLOOKUP(B90,'Wilo Price List'!B:D,3,FALSE)","v":{"v":8431,"d":"£8,431.00"}}]
[null,2220192,"Atmos GIGA-I 65/250-37/2",{"$f":"VLOOKUP(B91,'Wilo Price List'!B:D,3,FALSE)","v":{"v":10197,"d":"£10,197.00"}}]
[null,2220204,"Atmos GIGA-I 65/250-4/4",{"$f":"VLOOKUP(B92,'Wilo Price List'!B:D,3,FALSE)","v":{"v":4688,"d":"£4,688.00"}}]
[null,2220202,"Atmos GIGA-I 65/250-5,5/4",{"$f":"VLOOKUP(B93,'Wilo Price List'!B:D,3,FALSE)","v":{"v":5363,"d":"£5,363.00"}}]
[null,2219032,"Atmos GIGA-I 65/95-0,37/4",{"$f":"VLOOKUP(B94,'Wilo Price List'!B:D,3,FALSE)","v":{"v":3600,"d":"£3,600.00"}}]
[null,2219040,"Atmos GIGA-I 65/95-3/2",{"$f":"VLOOKUP(B95,'Wilo Price List'!B:D,3,FALSE)","v":{"v":3413,"d":"£3,413.00"}}]
[]
[null,2220222,"Atmos GIGA-I 80/105-5,5/2",{"$f":"VLOOKUP(B97,'Wilo Price List'!B:D,3,FALSE)","v":{"v":4731,"d":"£4,731.00"}}]
[null,2220220,"Atmos GIGA-I 80/115-7,5/2",{"$f":"VLOOKUP(B98,'Wilo Price List'!B:D,3,FALSE)","v":{"v":4886,"d":"£4,886.00"}}]
[null,2222608,"Atmos GIGA-I 80/120-7,5/2",{"$f":"VLOOKUP(B99,'Wilo Price List'!B:D,3,FALSE)","v":{"v":5229,"d":"£5,229.00"}}]
[null,2220218,"Atmos GIGA-I 80/125-11/2",{"$f":"VLOOKUP(B100,'Wilo Price List'!B:D,3,FALSE)","v":{"v":5175,"d":"£5,175.00"}}]
[null,2222602,"Atmos GIGA-I 80/130-0,75/4",{"$f":"VLOOKUP(B101,'Wilo Price List'!B:D,3,FALSE)","v":{"v":3874,"d":"£3,874.00"}}]
[null,2220238,"Atmos GIGA-I 80/130-11/2",{"$f":"VLOOKUP(B102,'Wilo Price List'!B:D,3,FALSE)","v":{"v":5383,"d":"£5,383.00"}}]
[null,2220230,"Atmos GIGA-I 80/140-1,1/4",{"$f":"VLOOKUP(B103,'Wilo Price List'!B:D,3,FALSE)","v":{"v":3402,"d":"£3,402.00"}}]
[null,2220236,"Atmos GIGA-I 80/140-15/2",{"$f":"VLOOKUP(B104,'Wilo Price List'!B:D,3,FALSE)","v":{"v":6329,"d":"£6,329.00"}}]
[null,2220228,"Atmos GIGA-I 80/150-1,5/4",{"$f":"VLOOKUP(B105,'Wilo Price List'!B:D,3,FALSE)","v":{"v":3491,"d":"£3,491.00"}}]
[null,2220234,"Atmos GIGA-I 80/150-15/2",{"$f":"VLOOKUP(B106,'Wilo Price List'!B:D,3,FALSE)","v":{"v":6311,"d":"£6,311.00"}}]
[null,2220232,"Atmos GIGA-I 80/150-18,5/2",{"$f":"VLOOKUP(B107,'Wilo Price List'!B:D,3,FALSE)","v":{"v":6487,"d":"£6,487.00"}}]
[null,2222606,"Atmos GIGA-I 80/160-18,5/2",{"$f":"VLOOKUP(B108,'Wilo Price List'!B:D,3,FALSE)","v":{"v":6476,"d":"£6,476.00"}}]
[null,2220226,"Atmos GIGA-I 80/160-2,2/4",{"$f":"VLOOKUP(B109,'Wilo Price List'!B:D,3,FALSE)","v":{"v":3807,"d":"£3,807.00"}}]
[null,2222604,"Atmos GIGA-I 80/160-22/2",{"$f":"VLOOKUP(B110,'Wilo Price List'!B:D,3,FALSE)","v":{"v":7839,"d":"£7,839.00"}}]
[null,2220252,"Atmos GIGA-I 80/165-15/2",{"$f":"VLOOKUP(B111,'Wilo Price List'!B:D,3,FALSE)","v":{"v":7005,"d":"£7,005.00"}}]
[null,2220250,"Atmos GIGA-I 80/165-18,5/2",{"$f":"VLOOKUP(B112,'Wilo Price List'!B:D,3,FALSE)","v":{"v":7168,"d":"£7,168.00"}}]
[null,2220248,"Atmos GIGA-I 80/170-18,5/2",{"$f":"VLOOKUP(B113,'Wilo Price List'!B:D,3,FALSE)","v":{"v":7168,"d":"£7,168.00"}}]
[null,2220260,"Atmos GIGA-I 80/170-2,2/4",{"$f":"VLOOKUP(B114,'Wilo Price List'!B:D,3,FALSE)","v":{"v":4407,"d":"£4,407.00"}}]
[null,2220246,"Atmos GIGA-I 80/170-22/2",{"$f":"VLOOKUP(B115,'Wilo Price List'!B:D,3,FALSE)","v":{"v":8525,"d":"£8,525.00"}}]
[null,2220258,"Atmos GIGA-I 80/180-3/4",{"$f":"VLOOKUP(B116,'Wilo Price List'!B:D,3,FALSE)","v":{"v":4503,"d":"£4,503.00"}}]
[null,2220244,"Atmos GIGA-I 80/180-30/2",{"$f":"VLOOKUP(B117,'Wilo Price List'!B:D,3,FALSE)","v":{"v":8255,"d":"£8,255.00"}}]
[null,2220256,"Atmos GIGA-I 80/190-3/4",{"$f":"VLOOKUP(B118,'Wilo Price List'!B:D,3,FALSE)","v":{"v":4423,"d":"£4,423.00"}}]
[null,2220242,"Atmos GIGA-I 80/190-30/2",{"$f":"VLOOKUP(B119,'Wilo Price List'!B:D,3,FALSE)","v":{"v":8172,"d":"£8,172.00"}}]
[null,2220240,"Atmos GIGA-I 80/190-37/2",{"$f":"VLOOKUP(B120,'Wilo Price List'!B:D,3,FALSE)","v":{"v":9938,"d":"£9,938.00"}}]
[null,2220254,"Atmos GIGA-I 80/190-4/4",{"$f":"VLOOKUP(B121,'Wilo Price List'!B:D,3,FALSE)","v":{"v":4555,"d":"£4,555.00"}}]
[null,2222620,"Atmos GIGA-I 80/200-5,5/4",{"$f":"VLOOKUP(B122,'Wilo Price List'!B:D,3,FALSE)","v":{"v":5331,"d":"£5,331.00"}}]
[null,2219046,"Atmos GIGA-I 80/230-4/4",{"$f":"VLOOKUP(B123,'Wilo Price List'!B:D,3,FALSE)","v":{"v":5366,"d":"£5,366.00"}}]
[null,2219044,"Atmos GIGA-I 80/240-5,5/4",{"$f":"VLOOKUP(B124,'Wilo Price List'!B:D,3,FALSE)","v":{"v":6192,"d":"£6,192.00"}}]
[null,2219042,"Atmos GIGA-I 80/250-7,5/4",{"$f":"VLOOKUP(B125,'Wilo Price List'!B:D,3,FALSE)","v":{"v":6623,"d":"£6,623.00"}}]
[null,2220364,"Atmos GIGA-I 80/285-5,5/4",{"$f":"VLOOKUP(B126,'Wilo Price List'!B:D,3,FALSE)","v":{"v":7423,"d":"£7,423.00"}}]
[null,2220362,"Atmos GIGA-I 80/295-5,5/4",{"$f":"VLOOKUP(B127,'Wilo Price List'!B:D,3,FALSE)","v":{"v":7050,"d":"£7,050.00"}}]
[null,2220360,"Atmos GIGA-I 80/295-7,5/4",{"$f":"VLOOKUP(B128,'Wilo Price List'!B:D,3,FALSE)","v":{"v":7335,"d":"£7,335.00"}}]
[null,2220356,"Atmos GIGA-I 80/305-11/4",{"$f":"VLOOKUP(B129,'Wilo Price List'!B:D,3,FALSE)","v":{"v":7389,"d":"£7,389.00"}}]
[null,2220358,"Atmos GIGA-I 80/305-7,5/4",{"$f":"VLOOKUP(B130,'Wilo Price List'!B:D,3,FALSE)","v":{"v":7312,"d":"£7,312.00"}}]
[null,2220354,"Atmos GIGA-I 80/315-11/4",{"$f":"VLOOKUP(B131,'Wilo Price List'!B:D,3,FALSE)","v":{"v":7195,"d":"£7,195.00"}}]
[null,2220352,"Atmos GIGA-I 80/315-15/4",{"$f":"VLOOKUP(B132,'Wilo Price List'!B:D,3,FALSE)","v":{"v":8265,"d":"£8,265.00"}}]
[null,2222600,"Atmos GIGA-I 80/85-3/2",{"$f":"VLOOKUP(B133,'Wilo Price List'!B:D,3,FALSE)","v":{"v":3434,"d":"£3,434.00"}}]
[null,2220224,"Atmos GIGA-I 80/95-4/2",{"$f":"VLOOKUP(B134,'Wilo Price List'!B:D,3,FALSE)","v":{"v":3763,"d":"£3,763.00"}}]
[]
[null,2219066,"Atmos GIGA-I 100/120-11/2",{"$f":"VLOOKUP(B136,'Wilo Price List'!B:D,3,FALSE)","v":{"v":6031,"d":"£6,031.00"}}]
[null,2219054,"Atmos GIGA-I 100/130-1,1/4",{"$f":"VLOOKUP(B137,'Wilo Price List'!B:D,3,FALSE)","v":{"v":4123,"d":"£4,123.00"}}]
[null,2219064,"Atmos GIGA-I 100/130-15/2",{"$f":"VLOOKUP(B138,'Wilo Price List'!B:D,3,FALSE)","v":{"v":6913,"d":"£6,913.00"}}]
[null,2219052,"Atmos GIGA-I 100/140-1,5/4",{"$f":"VLOOKUP(B139,'Wilo Price List'!B:D,3,FALSE)","v":{"v":4177,"d":"£4,177.00"}}]
[null,2219062,"Atmos GIGA-I 100/140-18,5/2",{"$f":"VLOOKUP(B140,'Wilo Price List'!B:D,3,FALSE)","v":{"v":6949,"d":"£6,949.00"}}]
[null,2219050,"Atmos GIGA-I 100/150-2,2/4",{"$f":"VLOOKUP(B141,'Wilo Price List'!B:D,3,FALSE)","v":{"v":4365,"d":"£4,365.00"}}]
[null,2219060,"Atmos GIGA-I 100/150-22/2",{"$f":"VLOOKUP(B142,'Wilo Price List'!B:D,3,FALSE)","v":{"v":8381,"d":"£8,381.00"}}]
[null,2219058,"Atmos GIGA-I 100/160-22/2",{"$f":"VLOOKUP(B143,'Wilo Price List'!B:D,3,FALSE)","v":{"v":8204,"d":"£8,204.00"}}]
[null,2219048,"Atmos GIGA-I 100/160-3/4",{"$f":"VLOOKUP(B144,'Wilo Price List'!B:D,3,FALSE)","v":{"v":4336,"d":"£4,336.00"}}]
[null,2219056,"Atmos GIGA-I 100/160-30/2",{"$f":"VLOOKUP(B145,'Wilo Price List'!B:D,3,FALSE)","v":{"v":8043,"d":"£8,043.00"}}]
[null,2219088,"Atmos GIGA-I 100/165-22/2",{"$f":"VLOOKUP(B146,'Wilo Price List'!B:D,3,FALSE)","v":{"v":9612,"d":"£9,612.00"}}]
[null,2219076,"Atmos GIGA-I 100/170-3/4",{"$f":"VLOOKUP(B147,'Wilo Price List'!B:D,3,FALSE)","v":{"v":5171,"d":"£5,171.00"}}]
[null,2219086,"Atmos GIGA-I 100/170-30/2",{"$f":"VLOOKUP(B148,'Wilo Price List'!B:D,3,FALSE)","v":{"v":9205,"d":"£9,205.00"}}]
[null,2219762,"Atmos GIGA-I 100/180-30/2",{"$f":"VLOOKUP(B149,'Wilo Price List'!B:D,3,FALSE)","v":{"v":9128,"d":"£9,128.00"}}]
[null,2219084,"Atmos GIGA-I 100/180-37/2",{"$f":"VLOOKUP(B150,'Wilo Price List'!B:D,3,FALSE)","v":{"v":10885,"d":"£10,885.00"}}]
[null,2219074,"Atmos GIGA-I 100/180-4/4",{"$f":"VLOOKUP(B151,'Wilo Price List'!B:D,3,FALSE)","v":{"v":5271,"d":"£5,271.00"}}]
[null,2219072,"Atmos GIGA-I 100/190-5,5/4",{"$f":"VLOOKUP(B152,'Wilo Price List'!B:D,3,FALSE)","v":{"v":5977,"d":"£5,977.00"}}]
[null,2219070,"Atmos GIGA-I 100/200-5,5/4",{"$f":"VLOOKUP(B153,'Wilo Price List'!B:D,3,FALSE)","v":{"v":5817,"d":"£5,817.00"}}]
[null,2219068,"Atmos GIGA-I 100/200-7,5/4",{"$f":"VLOOKUP(B154,'Wilo Price List'!B:D,3,FALSE)","v":{"v":6077,"d":"£6,077.00"}}]
[null,2218488,"Atmos GIGA-I 100/230-5,5/4",{"$f":"VLOOKUP(B155,'Wilo Price List'!B:D,3,FALSE)","v":{"v":6709,"d":"£6,709.00"}}]
[null,2218486,"Atmos GIGA-I 100/240-5,5/4",{"$f":"VLOOKUP(B156,'Wilo Price List'!B:D,3,FALSE)","v":{"v":6380,"d":"£6,380.00"}}]
[null,2218484,"Atmos GIGA-I 100/240-7,5/4",{"$f":"VLOOKUP(B157,'Wilo Price List'!B:D,3,FALSE)","v":{"v":6663,"d":"£6,663.00"}}]
[null,2218480,"Atmos GIGA-I 100/250-11/4",{"$f":"VLOOKUP(B158,'Wilo Price List'!B:D,3,FALSE)","v":{"v":7462,"d":"£7,462.00"}}]
[null,2218482,"Atmos GIGA-I 100/250-7,5/4",{"$f":"VLOOKUP(B159,'Wilo Price List'!B:D,3,FALSE)","v":{"v":6699,"d":"£6,699.00"}}]
[null,2220392,"Atmos GIGA-I 100/265-5,5/4",{"$f":"VLOOKUP(B160,'Wilo Price List'!B:D,3,FALSE)","v":{"v":7331,"d":"£7,331.00"}}]
[null,2220390,"Atmos GIGA-I 100/275-7,5/4",{"$f":"VLOOKUP(B161,'Wilo Price List'!B:D,3,FALSE)","v":{"v":8055,"d":"£8,055.00"}}]
[null,2220388,"Atmos GIGA-I 100/285-11/4",{"$f":"VLOOKUP(B162,'Wilo Price List'!B:D,3,FALSE)","v":{"v":7798,"d":"£7,798.00"}}]
[null,2220386,"Atmos GIGA-I 100/295-11/4",{"$f":"VLOOKUP(B163,'Wilo Price List'!B:D,3,FALSE)","v":{"v":7798,"d":"£7,798.00"}}]
[null,2220384,"Atmos GIGA-I 100/295-15/4",{"$f":"VLOOKUP(B164,'Wilo Price List'!B:D,3,FALSE)","v":{"v":8875,"d":"£8,875.00"}}]
[null,2220382,"Atmos GIGA-I 100/305-15/4",{"$f":"VLOOKUP(B165,'Wilo Price List'!B:D,3,FALSE)","v":{"v":8868,"d":"£8,868.00"}}]
[null,2220380,"Atmos GIGA-I 100/305-18,5/4",{"$f":"VLOOKUP(B166,'Wilo Price List'!B:D,3,FALSE)","v":{"v":10147,"d":"£10,147.00"}}]
[null,2220378,"Atmos GIGA-I 100/315-18,5/4",{"$f":"VLOOKUP(B167,'Wilo Price List'!B:D,3,FALSE)","v":{"v":10147,"d":"£10,147.00"}}]
[null,2220376,"Atmos GIGA-I 100/315-22/4",{"$f":"VLOOKUP(B168,'Wilo Price List'!B:D,3,FALSE)","v":{"v":10444,"d":"£10,444.00"}}]
[null,2220430,"Atmos GIGA-I 100/350-11/4",{"$f":"VLOOKUP(B169,'Wilo Price List'!B:D,3,FALSE)","v":{"v":11922,"d":"£11,922.00"}}]
[null,2220428,"Atmos GIGA-I 100/350-15/4",{"$f":"VLOOKUP(B170,'Wilo Price List'!B:D,3,FALSE)","v":{"v":13001,"d":"£13,001.00"}}]
[null,2220426,"Atmos GIGA-I 100/360-15/4",{"$f":"VLOOKUP(B171,'Wilo Price List'!B:D,3,FALSE)","v":{"v":12699,"d":"£12,699.00"}}]
[null,2220424,"Atmos GIGA-I 100/360-18,5/4",{"$f":"VLOOKUP(B172,'Wilo Price List'!B:D,3,FALSE)","v":{"v":13898,"d":"£13,898.00"}}]
[null,2220422,"Atmos GIGA-I 100/370-18,5/4",{"$f":"VLOOKUP(B173,'Wilo Price List'!B:D,3,FALSE)","v":{"v":13679,"d":"£13,679.00"}}]
[null,2220420,"Atmos GIGA-I 100/370-22/4",{"$f":"VLOOKUP(B174,'Wilo Price List'!B:D,3,FALSE)","v":{"v":13973,"d":"£13,973.00"}}]
[null,2220418,"Atmos GIGA-I 100/380-22/4",{"$f":"VLOOKUP(B175,'Wilo Price List'!B:D,3,FALSE)","v":{"v":13665,"d":"£13,665.00"}}]
[null,2220416,"Atmos GIGA-I 100/380-30/4",{"$f":"VLOOKUP(B176,'Wilo Price List'!B:D,3,FALSE)","v":{"v":15617,"d":"£15,617.00"}}]
[null,2220414,"Atmos GIGA-I 100/390-30/4",{"$f":"VLOOKUP(B177,'Wilo Price List'!B:D,3,FALSE)","v":{"v":15261,"d":"£15,261.00"}}]
[]
[null,2222624,"Atmos GIGA-I 125/130-1,5/4",{"$f":"VLOOKUP(B179,'Wilo Price List'!B:D,3,FALSE)","v":{"v":4229,"d":"£4,229.00"}}]
[null,2219102,"Atmos GIGA-I 125/130-15/2",{"$f":"VLOOKUP(B180,'Wilo Price List'!B:D,3,FALSE)","v":{"v":7803,"d":"£7,803.00"}}]
[null,2219100,"Atmos GIGA-I 125/140-18,5/2",{"$f":"VLOOKUP(B181,'Wilo Price List'!B:D,3,FALSE)","v":{"v":8106,"d":"£8,106.00"}}]
[null,2219094,"Atmos GIGA-I 125/140-2,2/4",{"$f":"VLOOKUP(B182,'Wilo Price List'!B:D,3,FALSE)","v":{"v":5361,"d":"£5,361.00"}}]
[null,2219098,"Atmos GIGA-I 125/150-22/2",{"$f":"VLOOKUP(B183,'Wilo Price List'!B:D,3,FALSE)","v":{"v":9321,"d":"£9,321.00"}}]
[null,2219092,"Atmos GIGA-I 125/150-3/4",{"$f":"VLOOKUP(B184,'Wilo Price List'!B:D,3,FALSE)","v":{"v":5402,"d":"£5,402.00"}}]
[null,2219096,"Atmos GIGA-I 125/160-30/2",{"$f":"VLOOKUP(B185,'Wilo Price List'!B:D,3,FALSE)","v":{"v":9089,"d":"£9,089.00"}}]
[null,2219090,"Atmos GIGA-I 125/160-4/4",{"$f":"VLOOKUP(B186,'Wilo Price List'!B:D,3,FALSE)","v":{"v":5369,"d":"£5,369.00"}}]
[null,2220294,"Atmos GIGA-I 125/170-37/2",{"$f":"VLOOKUP(B187,'Wilo Price List'!B:D,3,FALSE)","v":{"v":11000,"d":"£11,000.00"}}]
[null,2220302,"Atmos GIGA-I 125/180-4/4",{"$f":"VLOOKUP(B188,'Wilo Price List'!B:D,3,FALSE)","v":{"v":5376,"d":"£5,376.00"}}]
[null,2220300,"Atmos GIGA-I 125/190-5,5/4",{"$f":"VLOOKUP(B189,'Wilo Price List'!B:D,3,FALSE)","v":{"v":6002,"d":"£6,002.00"}}]
[null,2220298,"Atmos GIGA-I 125/200-7,5/4",{"$f":"VLOOKUP(B190,'Wilo Price List'!B:D,3,FALSE)","v":{"v":6144,"d":"£6,144.00"}}]
[null,2218502,"Atmos GIGA-I 125/220-5,5/4",{"$f":"VLOOKUP(B191,'Wilo Price List'!B:D,3,FALSE)","v":{"v":7292,"d":"£7,292.00"}}]
[null,2218500,"Atmos GIGA-I 125/230-5,5/4",{"$f":"VLOOKUP(B192,'Wilo Price List'!B:D,3,FALSE)","v":{"v":7058,"d":"£7,058.00"}}]
[null,2218498,"Atmos GIGA-I 125/230-7,5/4",{"$f":"VLOOKUP(B193,'Wilo Price List'!B:D,3,FALSE)","v":{"v":7329,"d":"£7,329.00"}}]
[null,2218494,"Atmos GIGA-I 125/240-11/4",{"$f":"VLOOKUP(B194,'Wilo Price List'!B:D,3,FALSE)","v":{"v":7700,"d":"£7,700.00"}}]
[null,2218496,"Atmos GIGA-I 125/240-7,5/4",{"$f":"VLOOKUP(B195,'Wilo Price List'!B:D,3,FALSE)","v":{"v":6923,"d":"£6,923.00"}}]
[null,2218492,"Atmos GIGA-I 125/250-11/4",{"$f":"VLOOKUP(B196,'Wilo Price List'!B:D,3,FALSE)","v":{"v":7539,"d":"£7,539.00"}}]
[null,2218490,"Atmos GIGA-I 125/250-15/4",{"$f":"VLOOKUP(B197,'Wilo Price List'!B:D,3,FALSE)","v":{"v":8618,"d":"£8,618.00"}}]
[null,2218530,"Atmos GIGA-I 125/285-15/4",{"$f":"VLOOKUP(B198,'Wilo Price List'!B:D,3,FALSE)","v":{"v":8981,"d":"£8,981.00"}}]
[null,2218528,"Atmos GIGA-I 125/295-15/4",{"$f":"VLOOKUP(B199,'Wilo Price List'!B:D,3,FALSE)","v":{"v":9509,"d":"£9,509.00"}}]
[null,2218526,"Atmos GIGA-I 125/295-18,5/4",{"$f":"VLOOKUP(B200,'Wilo Price List'!B:D,3,FALSE)","v":{"v":10791,"d":"£10,791.00"}}]
[null,2218524,"Atmos GIGA-I 125/305-18,5/4",{"$f":"VLOOKUP(B201,'Wilo Price List'!B:D,3,FALSE)","v":{"v":10691,"d":"£10,691.00"}}]
[null,2218522,"Atmos GIGA-I 125/305-22/4",{"$f":"VLOOKUP(B202,'Wilo Price List'!B:D,3,FALSE)","v":{"v":10992,"d":"£10,992.00"}}]
[null,2218520,"Atmos GIGA-I 125/315-22/4",{"$f":"VLOOKUP(B203,'Wilo Price List'!B:D,3,FALSE)","v":{"v":10581,"d":"£10,581.00"}}]
[null,2218518,"Atmos GIGA-I 125/315-30/4",{"$f":"VLOOKUP(B204,'Wilo Price List'!B:D,3,FALSE)","v":{"v":12227,"d":"£12,227.00"}}]
[null,2220452,"Atmos GIGA-I 125/380-30/4",{"$f":"VLOOKUP(B205,'Wilo Price List'!B:D,3,FALSE)","v":{"v":18724,"d":"£18,724.00"}}]
[null,2220434,"Atmos GIGA-I 125/400-55/4",{"$f":"VLOOKUP(B206,'Wilo Price List'!B:D,3,FALSE)","v":{"v":24405,"d":"£24,405.00"}}]
[]
[null,2219112,"Atmos GIGA-I 150/170-5,5/4",{"$f":"VLOOKUP(B208,'Wilo Price List'!B:D,3,FALSE)","v":{"v":6729,"d":"£6,729.00"}}]
[null,2219110,"Atmos GIGA-I 150/180-7,5/4",{"$f":"VLOOKUP(B209,'Wilo Price List'!B:D,3,FALSE)","v":{"v":7000,"d":"£7,000.00"}}]
[null,2219108,"Atmos GIGA-I 150/190-11/4",{"$f":"VLOOKUP(B210,'Wilo Price List'!B:D,3,FALSE)","v":{"v":7281,"d":"£7,281.00"}}]
[null,2219106,"Atmos GIGA-I 150/200-11/4",{"$f":"VLOOKUP(B211,'Wilo Price List'!B:D,3,FALSE)","v":{"v":7410,"d":"£7,410.00"}}]
[null,2219104,"Atmos GIGA-I 150/200-15/4",{"$f":"VLOOKUP(B212,'Wilo Price List'!B:D,3,FALSE)","v":{"v":8489,"d":"£8,489.00"}}]
[null,2218516,"Atmos GIGA-I 150/220-11/4",{"$f":"VLOOKUP(B213,'Wilo Price List'!B:D,3,FALSE)","v":{"v":8560,"d":"£8,560.00"}}]
[null,2218514,"Atmos GIGA-I 150/230-11/4",{"$f":"VLOOKUP(B214,'Wilo Price List'!B:D,3,FALSE)","v":{"v":7578,"d":"£7,578.00"}}]
[null,2218512,"Atmos GIGA-I 150/230-15/4",{"$f":"VLOOKUP(B215,'Wilo Price List'!B:D,3,FALSE)","v":{"v":8789,"d":"£8,789.00"}}]
[null,2218510,"Atmos GIGA-I 150/240-15/4",{"$f":"VLOOKUP(B216,'Wilo Price List'!B:D,3,FALSE)","v":{"v":9971,"d":"£9,971.00"}}]
[null,2218508,"Atmos GIGA-I 150/240-18,5/4",{"$f":"VLOOKUP(B217,'Wilo Price List'!B:D,3,FALSE)","v":{"v":9962,"d":"£9,962.00"}}]
[null,2218506,"Atmos GIGA-I 150/250-18,5/4",{"$f":"VLOOKUP(B218,'Wilo Price List'!B:D,3,FALSE)","v":{"v":10251,"d":"£10,251.00"}}]
[null,2218504,"Atmos GIGA-I 150/250-22/4",{"$f":"VLOOKUP(B219,'Wilo Price List'!B:D,3,FALSE)","v":{"v":10251,"d":"£10,251.00"}}]
[null,2219150,"Atmos GIGA-I 150/275-15/4",{"$f":"VLOOKUP(B220,'Wilo Price List'!B:D,3,FALSE)","v":{"v":11022,"d":"£11,022.00"}}]
[null,2219148,"Atmos GIGA-I 150/275-18,5/4",{"$f":"VLOOKUP(B221,'Wilo Price List'!B:D,3,FALSE)","v":{"v":12247,"d":"£12,247.00"}}]
[null,2219146,"Atmos GIGA-I 150/285-18,5/4",{"$f":"VLOOKUP(B222,'Wilo Price List'!B:D,3,FALSE)","v":{"v":12116,"d":"£12,116.00"}}]
[null,2219144,"Atmos GIGA-I 150/285-22/4",{"$f":"VLOOKUP(B223,'Wilo Price List'!B:D,3,FALSE)","v":{"v":12410,"d":"£12,410.00"}}]
[null,2219142,"Atmos GIGA-I 150/295-30/4",{"$f":"VLOOKUP(B224,'Wilo Price List'!B:D,3,FALSE)","v":{"v":14123,"d":"£14,123.00"}}]
[null,2219140,"Atmos GIGA-I 150/305-30/4",{"$f":"VLOOKUP(B225,'Wilo Price List'!B:D,3,FALSE)","v":{"v":13952,"d":"£13,952.00"}}]
[null,2220502,"Atmos GIGA-I 150/360-30/4",{"$f":"VLOOKUP(B226,'Wilo Price List'!B:D,3,FALSE)","v":{"v":16686,"d":"£16,686.00"}}]
[]
[null,2220520,"Atmos GIGA-I 200/180-7,5/4",{"$f":"VLOOKUP(B228,'Wilo Price List'!B:D,3,FALSE)","v":{"v":8666,"d":"£8,666.00"}}]
[null,2220518,"Atmos GIGA-I 200/190-11/4",{"$f":"VLOOKUP(B229,'Wilo Price List'!B:D,3,FALSE)","v":{"v":9139,"d":"£9,139.00"}}]
[null,2220516,"Atmos GIGA-I 200/200-15/4",{"$f":"VLOOKUP(B230,'Wilo Price List'!B:D,3,FALSE)","v":{"v":10040,"d":"£10,040.00"}}]
[null,2202366,"Atmos GIGA-I 200/210-11/4",{"$f":"VLOOKUP(B231,'Wilo Price List'!B:D,3,FALSE)","v":{"v":10286,"d":"£10,286.00"}}]
[null,2202365,"Atmos GIGA-I 200/220-15/4",{"$f":"VLOOKUP(B232,'Wilo Price List'!B:D,3,FALSE)","v":{"v":10445,"d":"£10,445.00"}}]
[null,2202364,"Atmos GIGA-I 200/230-18,5/4",{"$f":"VLOOKUP(B233,'Wilo Price List'!B:D,3,FALSE)","v":{"v":11787,"d":"£11,787.00"}}]
[null,2222644,"Atmos GIGA-I 200/230-7,5/6",{"$f":"VLOOKUP(B234,'Wilo Price List'!B:D,3,FALSE)","v":{"v":14170,"d":"£14,170.00"}}]
[null,2202363,"Atmos GIGA-I 200/240-22/4",{"$f":"VLOOKUP(B235,'Wilo Price List'!B:D,3,FALSE)","v":{"v":12047,"d":"£12,047.00"}}]
[null,2222642,"Atmos GIGA-I 200/240-7,5/6",{"$f":"VLOOKUP(B236,'Wilo Price List'!B:D,3,FALSE)","v":{"v":14137,"d":"£14,137.00"}}]
[null,2220306,"Atmos GIGA-I 200/250-22/4",{"$f":"VLOOKUP(B237,'Wilo Price List'!B:D,3,FALSE)","v":{"v":12015,"d":"£12,015.00"}}]
[null,2202362,"Atmos GIGA-I 200/250-30/4",{"$f":"VLOOKUP(B238,'Wilo Price List'!B:D,3,FALSE)","v":{"v":13713,"d":"£13,713.00"}}]
[null,2222640,"Atmos GIGA-I 200/250-7,5/6",{"$f":"VLOOKUP(B239,'Wilo Price List'!B:D,3,FALSE)","v":{"v":13851,"d":"£13,851.00"}}]
[null,2218548,"Atmos GIGA-I 200/275-22/4",{"$f":"VLOOKUP(B240,'Wilo Price List'!B:D,3,FALSE)","v":{"v":13234,"d":"£13,234.00"}}]
[null,2218546,"Atmos GIGA-I 200/285-22/4",{"$f":"VLOOKUP(B241,'Wilo Price List'!B:D,3,FALSE)","v":{"v":12521,"d":"£12,521.00"}}]
[null,2218544,"Atmos GIGA-I 200/285-30/4",{"$f":"VLOOKUP(B242,'Wilo Price List'!B:D,3,FALSE)","v":{"v":14466,"d":"£14,466.00"}}]
[null,2218542,"Atmos GIGA-I 200/295-30/4",{"$f":"VLOOKUP(B243,'Wilo Price List'!B:D,3,FALSE)","v":{"v":14548,"d":"£14,548.00"}}]
[null,2219200,"Atmos GIGA-I 200/295-37/4",{"$f":"VLOOKUP(B244,'Wilo Price List'!B:D,3,FALSE)","v":{"v":14250,"d":"£14,250.00"}}]
[null,2219196,"Atmos GIGA-I 200/305-45/4",{"$f":"VLOOKUP(B245,'Wilo Price List'!B:D,3,FALSE)","v":{"v":14837,"d":"£14,837.00"}}]
[]
[null,2227462,"Atmos GIGA-I 250/365-75/4",{"$f":"VLOOKUP(B247,'Wilo Price List'!B:D,3,FALSE)","v":{"v":61245,"d":"£61,245.00"}}]
[null,2227460,"Atmos GIGA-I 250/375-75/4",{"$f":"VLOOKUP(B248,'Wilo Price List'!B:D,3,FALSE)","v":{"v":60998,"d":"£60,998.00"}}]
[null,2227458,"Atmos GIGA-I 250/385-75/4",{"$f":"VLOOKUP(B249,'Wilo Price List'!B:D,3,FALSE)","v":{"v":60957,"d":"£60,957.00"}}]
[null,2227456,"Atmos GIGA-I 250/385-90/4",{"$f":"VLOOKUP(B250,'Wilo Price List'!B:D,3,FALSE)","v":{"v":63342,"d":"£63,342.00"}}]
[null,2227452,"Atmos GIGA-I 250/395-110/4",{"$f":"VLOOKUP(B251,'Wilo Price List'!B:D,3,FALSE)","v":{"v":70698,"d":"£70,698.00"}}]
[null,2227454,"Atmos GIGA-I 250/395-90/4",{"$f":"VLOOKUP(B252,'Wilo Price List'!B:D,3,FALSE)","v":{"v":63490,"d":"£63,490.00"}}]
[null,2227448,"Atmos GIGA-I 250/405-110/4",{"$f":"VLOOKUP(B253,'Wilo Price List'!B:D,3,FALSE)","v":{"v":70507,"d":"£70,507.00"}}]
[null,2227450,"Atmos GIGA-I 250/405-90/4",{"$f":"VLOOKUP(B254,'Wilo Price List'!B:D,3,FALSE)","v":{"v":63469,"d":"£63,469.00"}}]
[null,2227446,"Atmos GIGA-I 250/415-110/4",{"$f":"VLOOKUP(B255,'Wilo Price List'!B:D,3,FALSE)","v":{"v":70491,"d":"£70,491.00"}}]
[null,2227444,"Atmos GIGA-I 250/415-132/4",{"$f":"VLOOKUP(B256,'Wilo Price List'!B:D,3,FALSE)","v":{"v":73584,"d":"£73,584.00"}}]
[null,2227442,"Atmos GIGA-I 250/425-110/4",{"$f":"VLOOKUP(B257,'Wilo Price List'!B:D,3,FALSE)","v":{"v":70675,"d":"£70,675.00"}}]
[null,2227440,"Atmos GIGA-I 250/425-132/4",{"$f":"VLOOKUP(B258,'Wilo Price List'!B:D,3,FALSE)","v":{"v":73768,"d":"£73,768.00"}}]
[null,2227438,"Atmos GIGA-I 250/435-132/4",{"$f":"VLOOKUP(B259,'Wilo Price List'!B:D,3,FALSE)","v":{"v":73540,"d":"£73,540.00"}}]
[null,2227436,"Atmos GIGA-I 250/435-160/4",{"$f":"VLOOKUP(B260,'Wilo Price List'!B:D,3,FALSE)","v":{"v":78365,"d":"£78,365.00"}}]
[null,2227434,"Atmos GIGA-I 250/445-132/4",{"$f":"VLOOKUP(B261,'Wilo Price List'!B:D,3,FALSE)","v":{"v":73477,"d":"£73,477.00"}}]
[null,2227432,"Atmos GIGA-I 250/445-160/4",{"$f":"VLOOKUP(B262,'Wilo Price List'!B:D,3,FALSE)","v":{"v":78303,"d":"£78,303.00"}}]
[null,2227474,"Atmos GIGA-I 250/460-132/4",{"$f":"VLOOKUP(B263,'Wilo Price List'!B:D,3,FALSE)","v":{"v":81303,"d":"£81,303.00"}}]
[null,2227472,"Atmos GIGA-I 250/460-160/4",{"$f":"VLOOKUP(B264,'Wilo Price List'!B:D,3,FALSE)","v":{"v":86129,"d":"£86,129.00"}}]
[null,2227470,"Atmos GIGA-I 250/470-160/4",{"$f":"VLOOKUP(B265,'Wilo Price List'!B:D,3,FALSE)","v":{"v":86026,"d":"£86,026.00"}}]
[null,2227468,"Atmos GIGA-I 250/470-200/4",{"$f":"VLOOKUP(B266,'Wilo Price List'!B:D,3,FALSE)","v":{"v":89716,"d":"£89,716.00"}}]
[null,2227466,"Atmos GIGA-I 250/480-160/4",{"$f":"VLOOKUP(B267,'Wilo Price List'!B:D,3,FALSE)","v":{"v":85942,"d":"£85,942.00"}}]
[null,2227464,"Atmos GIGA-I 250/480-200/4",{"$f":"VLOOKUP(B268,'Wilo Price List'!B:D,3,FALSE)","v":{"v":89540,"d":"£89,540.00"}}]

{"sheet":"Atmos Giga D","index":15,"n_rows":204,"n_cols":6,"rows_kept":204,"merged":[[1,1,2,4],[1,5,2,6]]}
[]
[null,"Atmos Giga D",{"$nulls":3},"Home"]
[]
[]
[null,"Article No. \n(or variant)","Article description","List Price","Price group"]
[]
[{"$nulls":4},"PG3"]
[null,2225272,"Atmos GIGA-D 32/130-1,5/2",{"$f":"VLOOKUP(B8,'Wilo Price List'!B:D,3,FALSE)","v":{"v":6646,"d":"£6,646.00"}}]
[null,2225264,"Atmos GIGA-D 32/140-0,25/4",{"$f":"VLOOKUP(B9,'Wilo Price List'!B:D,3,FALSE)","v":{"v":6220,"d":"£6,220.00"}}]
[null,2225270,"Atmos GIGA-D 32/140-2,2/2",{"$f":"VLOOKUP(B10,'Wilo Price List'!B:D,3,FALSE)","v":{"v":6548,"d":"£6,548.00"}}]
[null,2225262,"Atmos GIGA-D 32/150-0,37/4",{"$f":"VLOOKUP(B11,'Wilo Price List'!B:D,3,FALSE)","v":{"v":6082,"d":"£6,082.00"}}]
[null,2225268,"Atmos GIGA-D 32/150-3/2",{"$f":"VLOOKUP(B12,'Wilo Price List'!B:D,3,FALSE)","v":{"v":6662,"d":"£6,662.00"}}]
[null,2225260,"Atmos GIGA-D 32/160-0,55/4",{"$f":"VLOOKUP(B13,'Wilo Price List'!B:D,3,FALSE)","v":{"v":6360,"d":"£6,360.00"}}]
[null,2225266,"Atmos GIGA-D 32/160-4/2",{"$f":"VLOOKUP(B14,'Wilo Price List'!B:D,3,FALSE)","v":{"v":6924,"d":"£6,924.00"}}]
[null,2225280,"Atmos GIGA-D 40/130-0,25/4",{"$f":"VLOOKUP(B15,'Wilo Price List'!B:D,3,FALSE)","v":{"v":10529,"d":"£10,529.00"}}]
[null,2225288,"Atmos GIGA-D 40/130-2,2/2",{"$f":"VLOOKUP(B16,'Wilo Price List'!B:D,3,FALSE)","v":{"v":10614,"d":"£10,614.00"}}]
[null,2225278,"Atmos GIGA-D 40/140-0,37/4",{"$f":"VLOOKUP(B17,'Wilo Price List'!B:D,3,FALSE)","v":{"v":10467,"d":"£10,467.00"}}]
[null,2225286,"Atmos GIGA-D 40/140-3/2",{"$f":"VLOOKUP(B18,'Wilo Price List'!B:D,3,FALSE)","v":{"v":10852,"d":"£10,852.00"}}]
[null,2225276,"Atmos GIGA-D 40/150-0,55/4",{"$f":"VLOOKUP(B19,'Wilo Price List'!B:D,3,FALSE)","v":{"v":10455,"d":"£10,455.00"}}]
[null,2225284,"Atmos GIGA-D 40/150-4/2",{"$f":"VLOOKUP(B20,'Wilo Price List'!B:D,3,FALSE)","v":{"v":11008,"d":"£11,008.00"}}]
[null,2225274,"Atmos GIGA-D 40/160-0,75/4",{"$f":"VLOOKUP(B21,'Wilo Price List'!B:D,3,FALSE)","v":{"v":10336,"d":"£10,336.00"}}]
[null,2225282,"Atmos GIGA-D 40/160-5,5/2",{"$f":"VLOOKUP(B22,'Wilo Price List'!B:D,3,FALSE)","v":{"v":8201,"d":"£8,201.00"}}]
[null,2225292,"Atmos GIGA-D 40/190-0,75/4",{"$f":"VLOOKUP(B23,'Wilo Price List'!B:D,3,FALSE)","v":{"v":8226,"d":"£8,226.00"}}]
[null,2225290,"Atmos GIGA-D 40/200-1,1/4",{"$f":"VLOOKUP(B24,'Wilo Price List'!B:D,3,FALSE)","v":{"v":7326,"d":"£7,326.00"}}]
[null,2222514,"Atmos GIGA-D 40/200-5,5/2",{"$f":"VLOOKUP(B25,'Wilo Price List'!B:D,3,FALSE)","v":{"v":8834,"d":"£8,834.00"}}]
[null,2225294,"Atmos GIGA-D 40/200-7,5/2",{"$f":"VLOOKUP(B26,'Wilo Price List'!B:D,3,FALSE)","v":{"v":9172,"d":"£9,172.00"}}]
[null,2223328,"Atmos GIGA-D 40/210-1,5/4",{"$f":"VLOOKUP(B27,'Wilo Price List'!B:D,3,FALSE)","v":{"v":7282,"d":"£7,282.00"}}]
[null,2222512,"Atmos GIGA-D 40/210-7,5/2",{"$f":"VLOOKUP(B28,'Wilo Price List'!B:D,3,FALSE)","v":{"v":9240,"d":"£9,240.00"}}]
[null,2225302,"Atmos GIGA-D 50/105-3/2",{"$f":"VLOOKUP(B29,'Wilo Price List'!B:D,3,FALSE)","v":{"v":5897,"d":"£5,897.00"}}]
[null,2225300,"Atmos GIGA-D 50/115-4/2",{"$f":"VLOOKUP(B30,'Wilo Price List'!B:D,3,FALSE)","v":{"v":6558,"d":"£6,558.00"}}]
[null,2225298,"Atmos GIGA-D 50/125-4/2",{"$f":"VLOOKUP(B31,'Wilo Price List'!B:D,3,FALSE)","v":{"v":6669,"d":"£6,669.00"}}]
[null,2225296,"Atmos GIGA-D 50/125-5,5/2",{"$f":"VLOOKUP(B32,'Wilo Price List'!B:D,3,FALSE)","v":{"v":8196,"d":"£8,196.00"}}]
[null,2225322,"Atmos GIGA-D 50/130-4/2",{"$f":"VLOOKUP(B33,'Wilo Price List'!B:D,3,FALSE)","v":{"v":15759,"d":"£15,759.00"}}]
[null,2225312,"Atmos GIGA-D 50/140-0,55/4",{"$f":"VLOOKUP(B34,'Wilo Price List'!B:D,3,FALSE)","v":{"v":15110,"d":"£15,110.00"}}]
[null,2225320,"Atmos GIGA-D 50/140-5,5/2",{"$f":"VLOOKUP(B35,'Wilo Price List'!B:D,3,FALSE)","v":{"v":17170,"d":"£17,170.00"}}]
[null,2225310,"Atmos GIGA-D 50/150-0,75/4",{"$f":"VLOOKUP(B36,'Wilo Price List'!B:D,3,FALSE)","v":{"v":15068,"d":"£15,068.00"}}]
[null,2225318,"Atmos GIGA-D 50/150-7,5/2",{"$f":"VLOOKUP(B37,'Wilo Price List'!B:D,3,FALSE)","v":{"v":17416,"d":"£17,416.00"}}]
[null,2225308,"Atmos GIGA-D 50/160-1,1/4",{"$f":"VLOOKUP(B38,'Wilo Price List'!B:D,3,FALSE)","v":{"v":15279,"d":"£15,279.00"}}]
[null,2225330,"Atmos GIGA-D 50/180-1,1/4",{"$f":"VLOOKUP(B39,'Wilo Price List'!B:D,3,FALSE)","v":{"v":7592,"d":"£7,592.00"}}]
[null,2225338,"Atmos GIGA-D 50/180-7,5/2",{"$f":"VLOOKUP(B40,'Wilo Price List'!B:D,3,FALSE)","v":{"v":9492,"d":"£9,492.00"}}]
[null,2225328,"Atmos GIGA-D 50/190-1,5/4",{"$f":"VLOOKUP(B41,'Wilo Price List'!B:D,3,FALSE)","v":{"v":7442,"d":"£7,442.00"}}]
[null,2225336,"Atmos GIGA-D 50/190-11/2",{"$f":"VLOOKUP(B42,'Wilo Price List'!B:D,3,FALSE)","v":{"v":10672,"d":"£10,672.00"}}]
[null,2225326,"Atmos GIGA-D 50/200-1,5/4",{"$f":"VLOOKUP(B43,'Wilo Price List'!B:D,3,FALSE)","v":{"v":7096,"d":"£7,096.00"}}]
[null,2225334,"Atmos GIGA-D 50/200-11/2",{"$f":"VLOOKUP(B44,'Wilo Price List'!B:D,3,FALSE)","v":{"v":10596,"d":"£10,596.00"}}]
[null,2225332,"Atmos GIGA-D 50/200-15/2",{"$f":"VLOOKUP(B45,'Wilo Price List'!B:D,3,FALSE)","v":{"v":11683,"d":"£11,683.00"}}]
[null,2225324,"Atmos GIGA-D 50/200-2,2/4",{"$f":"VLOOKUP(B46,'Wilo Price List'!B:D,3,FALSE)","v":{"v":7401,"d":"£7,401.00"}}]
[null,2225346,"Atmos GIGA-D 50/220-1,5/4",{"$f":"VLOOKUP(B47,'Wilo Price List'!B:D,3,FALSE)","v":{"v":10655,"d":"£10,655.00"}}]
[null,2225344,"Atmos GIGA-D 50/230-2,2/4",{"$f":"VLOOKUP(B48,'Wilo Price List'!B:D,3,FALSE)","v":{"v":10901,"d":"£10,901.00"}}]
[null,2225342,"Atmos GIGA-D 50/240-3/4",{"$f":"VLOOKUP(B49,'Wilo Price List'!B:D,3,FALSE)","v":{"v":11259,"d":"£11,259.00"}}]
[null,2225340,"Atmos GIGA-D 50/250-4/4",{"$f":"VLOOKUP(B50,'Wilo Price List'!B:D,3,FALSE)","v":{"v":11458,"d":"£11,458.00"}}]
[null,2225306,"Atmos GIGA-D 50/85-1,5/2",{"$f":"VLOOKUP(B51,'Wilo Price List'!B:D,3,FALSE)","v":{"v":5737,"d":"£5,737.00"}}]
[null,2225304,"Atmos GIGA-D 50/95-2,2/2",{"$f":"VLOOKUP(B52,'Wilo Price List'!B:D,3,FALSE)","v":{"v":5846,"d":"£5,846.00"}}]
[null,2225352,"Atmos GIGA-D 65/105-0,55/4",{"$f":"VLOOKUP(B53,'Wilo Price List'!B:D,3,FALSE)","v":{"v":6202,"d":"£6,202.00"}}]
[null,2225360,"Atmos GIGA-D 65/105-4/2",{"$f":"VLOOKUP(B54,'Wilo Price List'!B:D,3,FALSE)","v":{"v":7000,"d":"£7,000.00"}}]
[null,2225350,"Atmos GIGA-D 65/115-0,75/4",{"$f":"VLOOKUP(B55,'Wilo Price List'!B:D,3,FALSE)","v":{"v":6067,"d":"£6,067.00"}}]
[null,2225358,"Atmos GIGA-D 65/115-5,5/2",{"$f":"VLOOKUP(B56,'Wilo Price List'!B:D,3,FALSE)","v":{"v":8452,"d":"£8,452.00"}}]
[null,2225348,"Atmos GIGA-D 65/125-1,1/4",{"$f":"VLOOKUP(B57,'Wilo Price List'!B:D,3,FALSE)","v":{"v":6375,"d":"£6,375.00"}}]
[null,2225356,"Atmos GIGA-D 65/125-7,5/2",{"$f":"VLOOKUP(B58,'Wilo Price List'!B:D,3,FALSE)","v":{"v":8734,"d":"£8,734.00"}}]
[null,2225376,"Atmos GIGA-D 65/130-5,5/2",{"$f":"VLOOKUP(B59,'Wilo Price List'!B:D,3,FALSE)","v":{"v":8991,"d":"£8,991.00"}}]
[null,2225368,"Atmos GIGA-D 65/140-0,75/4",{"$f":"VLOOKUP(B60,'Wilo Price List'!B:D,3,FALSE)","v":{"v":6624,"d":"£6,624.00"}}]
[null,2225374,"Atmos GIGA-D 65/140-7,5/2",{"$f":"VLOOKUP(B61,'Wilo Price List'!B:D,3,FALSE)","v":{"v":9036,"d":"£9,036.00"}}]
[null,2225366,"Atmos GIGA-D 65/150-1,1/4",{"$f":"VLOOKUP(B62,'Wilo Price List'!B:D,3,FALSE)","v":{"v":6754,"d":"£6,754.00"}}]
[null,2225372,"Atmos GIGA-D 65/150-11/2",{"$f":"VLOOKUP(B63,'Wilo Price List'!B:D,3,FALSE)","v":{"v":10054,"d":"£10,054.00"}}]
[null,2225364,"Atmos GIGA-D 65/160-1,5/4",{"$f":"VLOOKUP(B64,'Wilo Price List'!B:D,3,FALSE)","v":{"v":6764,"d":"£6,764.00"}}]
[null,2225370,"Atmos GIGA-D 65/160-15/2",{"$f":"VLOOKUP(B65,'Wilo Price List'!B:D,3,FALSE)","v":{"v":11214,"d":"£11,214.00"}}]
[null,2225392,"Atmos GIGA-D 65/180-15/2",{"$f":"VLOOKUP(B66,'Wilo Price List'!B:D,3,FALSE)","v":{"v":12366,"d":"£12,366.00"}}]
[null,2225390,"Atmos GIGA-D 65/190-15/2",{"$f":"VLOOKUP(B67,'Wilo Price List'!B:D,3,FALSE)","v":{"v":12195,"d":"£12,195.00"}}]
[null,2225388,"Atmos GIGA-D 65/190-18,5/2",{"$f":"VLOOKUP(B68,'Wilo Price List'!B:D,3,FALSE)","v":{"v":12531,"d":"£12,531.00"}}]
[null,2225382,"Atmos GIGA-D 65/190-2,2/4",{"$f":"VLOOKUP(B69,'Wilo Price List'!B:D,3,FALSE)","v":{"v":8211,"d":"£8,211.00"}}]
[null,2225386,"Atmos GIGA-D 65/200-18,5/2",{"$f":"VLOOKUP(B70,'Wilo Price List'!B:D,3,FALSE)","v":{"v":12465,"d":"£12,465.00"}}]
[null,2225380,"Atmos GIGA-D 65/200-2,2/4",{"$f":"VLOOKUP(B71,'Wilo Price List'!B:D,3,FALSE)","v":{"v":8025,"d":"£8,025.00"}}]
[null,2225384,"Atmos GIGA-D 65/200-22/2",{"$f":"VLOOKUP(B72,'Wilo Price List'!B:D,3,FALSE)","v":{"v":14307,"d":"£14,307.00"}}]
[null,2225378,"Atmos GIGA-D 65/200-3/4",{"$f":"VLOOKUP(B73,'Wilo Price List'!B:D,3,FALSE)","v":{"v":8518,"d":"£8,518.00"}}]
[null,2225402,"Atmos GIGA-D 65/230-3/4",{"$f":"VLOOKUP(B74,'Wilo Price List'!B:D,3,FALSE)","v":{"v":9316,"d":"£9,316.00"}}]
[null,2225400,"Atmos GIGA-D 65/240-3/4",{"$f":"VLOOKUP(B75,'Wilo Price List'!B:D,3,FALSE)","v":{"v":9247,"d":"£9,247.00"}}]
[null,2225398,"Atmos GIGA-D 65/240-4/4",{"$f":"VLOOKUP(B76,'Wilo Price List'!B:D,3,FALSE)","v":{"v":9233,"d":"£9,233.00"}}]
[null,2225396,"Atmos GIGA-D 65/250-4/4",{"$f":"VLOOKUP(B77,'Wilo Price List'!B:D,3,FALSE)","v":{"v":9479,"d":"£9,479.00"}}]
[null,2225394,"Atmos GIGA-D 65/250-5,5/4",{"$f":"VLOOKUP(B78,'Wilo Price List'!B:D,3,FALSE)","v":{"v":10641,"d":"£10,641.00"}}]
[null,2225354,"Atmos GIGA-D 65/95-0,37/4",{"$f":"VLOOKUP(B79,'Wilo Price List'!B:D,3,FALSE)","v":{"v":6095,"d":"£6,095.00"}}]
[null,2225362,"Atmos GIGA-D 65/95-3/2",{"$f":"VLOOKUP(B80,'Wilo Price List'!B:D,3,FALSE)","v":{"v":6743,"d":"£6,743.00"}}]
[null,2225408,"Atmos GIGA-D 80/105-5,5/2",{"$f":"VLOOKUP(B81,'Wilo Price List'!B:D,3,FALSE)","v":{"v":9939,"d":"£9,939.00"}}]
[null,2225406,"Atmos GIGA-D 80/115-7,5/2",{"$f":"VLOOKUP(B82,'Wilo Price List'!B:D,3,FALSE)","v":{"v":10184,"d":"£10,184.00"}}]
[null,2225432,"Atmos GIGA-D 80/120-7,5/2",{"$f":"VLOOKUP(B83,'Wilo Price List'!B:D,3,FALSE)","v":{"v":8983,"d":"£8,983.00"}}]
[null,2225404,"Atmos GIGA-D 80/125-11/2",{"$f":"VLOOKUP(B84,'Wilo Price List'!B:D,3,FALSE)","v":{"v":11518,"d":"£11,518.00"}}]
[null,2225418,"Atmos GIGA-D 80/130-0,75/4",{"$f":"VLOOKUP(B85,'Wilo Price List'!B:D,3,FALSE)","v":{"v":6352,"d":"£6,352.00"}}]
[null,2225430,"Atmos GIGA-D 80/130-11/2",{"$f":"VLOOKUP(B86,'Wilo Price List'!B:D,3,FALSE)","v":{"v":10642,"d":"£10,642.00"}}]
[null,2225416,"Atmos GIGA-D 80/140-1,1/4",{"$f":"VLOOKUP(B87,'Wilo Price List'!B:D,3,FALSE)","v":{"v":6369,"d":"£6,369.00"}}]
[null,2225428,"Atmos GIGA-D 80/140-15/2",{"$f":"VLOOKUP(B88,'Wilo Price List'!B:D,3,FALSE)","v":{"v":11016,"d":"£11,016.00"}}]
[null,2225414,"Atmos GIGA-D 80/150-1,5/4",{"$f":"VLOOKUP(B89,'Wilo Price List'!B:D,3,FALSE)","v":{"v":6762,"d":"£6,762.00"}}]
[null,2225426,"Atmos GIGA-D 80/150-15/2",{"$f":"VLOOKUP(B90,'Wilo Price List'!B:D,3,FALSE)","v":{"v":11249,"d":"£11,249.00"}}]
[null,2225424,"Atmos GIGA-D 80/150-18,5/2",{"$f":"VLOOKUP(B91,'Wilo Price List'!B:D,3,FALSE)","v":{"v":11702,"d":"£11,702.00"}}]
[null,2225422,"Atmos GIGA-D 80/160-18,5/2",{"$f":"VLOOKUP(B92,'Wilo Price List'!B:D,3,FALSE)","v":{"v":11691,"d":"£11,691.00"}}]
[null,2225412,"Atmos GIGA-D 80/160-2,2/4",{"$f":"VLOOKUP(B93,'Wilo Price List'!B:D,3,FALSE)","v":{"v":6957,"d":"£6,957.00"}}]
[null,2225420,"Atmos GIGA-D 80/160-22/2",{"$f":"VLOOKUP(B94,'Wilo Price List'!B:D,3,FALSE)","v":{"v":13533,"d":"£13,533.00"}}]
[null,2225446,"Atmos GIGA-D 80/165-15/2",{"$f":"VLOOKUP(B95,'Wilo Price List'!B:D,3,FALSE)","v":{"v":18289,"d":"£18,289.00"}}]
[null,2225444,"Atmos GIGA-D 80/165-18,5/2",{"$f":"VLOOKUP(B96,'Wilo Price List'!B:D,3,FALSE)","v":{"v":18625,"d":"£18,625.00"}}]
[null,2222516,"Atmos GIGA-D 80/165-3/4",{"$f":"VLOOKUP(B97,'Wilo Price List'!B:D,3,FALSE)","v":{"v":8586,"d":"£8,586.00"}}]
[null,2225442,"Atmos GIGA-D 80/170-18,5/2",{"$f":"VLOOKUP(B98,'Wilo Price List'!B:D,3,FALSE)","v":{"v":18585,"d":"£18,585.00"}}]
[null,2225456,"Atmos GIGA-D 80/170-2,2/4",{"$f":"VLOOKUP(B99,'Wilo Price List'!B:D,3,FALSE)","v":{"v":14248,"d":"£14,248.00"}}]
[null,2225440,"Atmos GIGA-D 80/170-22/2",{"$f":"VLOOKUP(B100,'Wilo Price List'!B:D,3,FALSE)","v":{"v":20430,"d":"£20,430.00"}}]
[null,2225454,"Atmos GIGA-D 80/180-3/4",{"$f":"VLOOKUP(B101,'Wilo Price List'!B:D,3,FALSE)","v":{"v":8956,"d":"£8,956.00"}}]
[null,2225438,"Atmos GIGA-D 80/180-30/2",{"$f":"VLOOKUP(B102,'Wilo Price List'!B:D,3,FALSE)","v":{"v":22786,"d":"£22,786.00"}}]
[null,2225452,"Atmos GIGA-D 80/190-3/4",{"$f":"VLOOKUP(B103,'Wilo Price List'!B:D,3,FALSE)","v":{"v":14531,"d":"£14,531.00"}}]
[null,2225436,"Atmos GIGA-D 80/190-30/2",{"$f":"VLOOKUP(B104,'Wilo Price List'!B:D,3,FALSE)","v":{"v":22594,"d":"£22,594.00"}}]
[null,2225434,"Atmos GIGA-D 80/190-37/2",{"$f":"VLOOKUP(B105,'Wilo Price List'!B:D,3,FALSE)","v":{"v":22752,"d":"£22,752.00"}}]
[null,2225450,"Atmos GIGA-D 80/190-4/4",{"$f":"VLOOKUP(B106,'Wilo Price List'!B:D,3,FALSE)","v":{"v":14841,"d":"£14,841.00"}}]
[null,2225448,"Atmos GIGA-D 80/200-5,5/4",{"$f":"VLOOKUP(B107,'Wilo Price List'!B:D,3,FALSE)","v":{"v":15905,"d":"£15,905.00"}}]
[null,2225462,"Atmos GIGA-D 80/230-4/4",{"$f":"VLOOKUP(B108,'Wilo Price List'!B:D,3,FALSE)","v":{"v":10001,"d":"£10,001.00"}}]
[null,2225460,"Atmos GIGA-D 80/240-5,5/4",{"$f":"VLOOKUP(B109,'Wilo Price List'!B:D,3,FALSE)","v":{"v":11374,"d":"£11,374.00"}}]
[null,2225458,"Atmos GIGA-D 80/250-7,5/4",{"$f":"VLOOKUP(B110,'Wilo Price List'!B:D,3,FALSE)","v":{"v":12025,"d":"£12,025.00"}}]
[null,2231568,"Atmos GIGA-D 80/85-3/2",{"$f":"VLOOKUP(B111,'Wilo Price List'!B:D,3,FALSE)","v":{"v":7919,"d":"£7,919.00"}}]
[null,2225410,"Atmos GIGA-D 80/95-4/2",{"$f":"VLOOKUP(B112,'Wilo Price List'!B:D,3,FALSE)","v":{"v":8506,"d":"£8,506.00"}}]
[null,2225482,"Atmos GIGA-D 100/120-11/2",{"$f":"VLOOKUP(B113,'Wilo Price List'!B:D,3,FALSE)","v":{"v":13818,"d":"£13,818.00"}}]
[null,2225470,"Atmos GIGA-D 100/130-1,1/4",{"$f":"VLOOKUP(B114,'Wilo Price List'!B:D,3,FALSE)","v":{"v":9735,"d":"£9,735.00"}}]
[null,2225480,"Atmos GIGA-D 100/130-15/2",{"$f":"VLOOKUP(B115,'Wilo Price List'!B:D,3,FALSE)","v":{"v":15584,"d":"£15,584.00"}}]
[null,2225468,"Atmos GIGA-D 100/140-1,5/4",{"$f":"VLOOKUP(B116,'Wilo Price List'!B:D,3,FALSE)","v":{"v":10252,"d":"£10,252.00"}}]
[null,2225478,"Atmos GIGA-D 100/140-18,5/2",{"$f":"VLOOKUP(B117,'Wilo Price List'!B:D,3,FALSE)","v":{"v":15657,"d":"£15,657.00"}}]
[null,2225466,"Atmos GIGA-D 100/150-2,2/4",{"$f":"VLOOKUP(B118,'Wilo Price List'!B:D,3,FALSE)","v":{"v":10256,"d":"£10,256.00"}}]
[null,2225476,"Atmos GIGA-D 100/150-22/2",{"$f":"VLOOKUP(B119,'Wilo Price List'!B:D,3,FALSE)","v":{"v":18521,"d":"£18,521.00"}}]
[null,2225474,"Atmos GIGA-D 100/160-22/2",{"$f":"VLOOKUP(B120,'Wilo Price List'!B:D,3,FALSE)","v":{"v":18170,"d":"£18,170.00"}}]
[null,2225464,"Atmos GIGA-D 100/160-3/4",{"$f":"VLOOKUP(B121,'Wilo Price List'!B:D,3,FALSE)","v":{"v":10198,"d":"£10,198.00"}}]
[null,2225472,"Atmos GIGA-D 100/160-30/2",{"$f":"VLOOKUP(B122,'Wilo Price List'!B:D,3,FALSE)","v":{"v":17848,"d":"£17,848.00"}}]
[null,2225500,"Atmos GIGA-D 100/165-22/2",{"$f":"VLOOKUP(B123,'Wilo Price List'!B:D,3,FALSE)","v":{"v":17273,"d":"£17,273.00"}}]
[null,2225492,"Atmos GIGA-D 100/170-3/4",{"$f":"VLOOKUP(B124,'Wilo Price List'!B:D,3,FALSE)","v":{"v":11075,"d":"£11,075.00"}}]
[null,2225498,"Atmos GIGA-D 100/170-30/2",{"$f":"VLOOKUP(B125,'Wilo Price List'!B:D,3,FALSE)","v":{"v":19331,"d":"£19,331.00"}}]
[null,2225496,"Atmos GIGA-D 100/180-30/2",{"$f":"VLOOKUP(B126,'Wilo Price List'!B:D,3,FALSE)","v":{"v":19149,"d":"£19,149.00"}}]
[null,2225494,"Atmos GIGA-D 100/180-37/2",{"$f":"VLOOKUP(B127,'Wilo Price List'!B:D,3,FALSE)","v":{"v":19413,"d":"£19,413.00"}}]
[null,2225490,"Atmos GIGA-D 100/180-4/4",{"$f":"VLOOKUP(B128,'Wilo Price List'!B:D,3,FALSE)","v":{"v":11028,"d":"£11,028.00"}}]
[null,2225488,"Atmos GIGA-D 100/190-5,5/4",{"$f":"VLOOKUP(B129,'Wilo Price List'!B:D,3,FALSE)","v":{"v":11711,"d":"£11,711.00"}}]
[null,2225486,"Atmos GIGA-D 100/200-5,5/4",{"$f":"VLOOKUP(B130,'Wilo Price List'!B:D,3,FALSE)","v":{"v":11918,"d":"£11,918.00"}}]
[null,2225484,"Atmos GIGA-D 100/200-7,5/4",{"$f":"VLOOKUP(B131,'Wilo Price List'!B:D,3,FALSE)","v":{"v":11798,"d":"£11,798.00"}}]
[null,2225510,"Atmos GIGA-D 100/230-5,5/4",{"$f":"VLOOKUP(B132,'Wilo Price List'!B:D,3,FALSE)","v":{"v":14744,"d":"£14,744.00"}}]
[null,2225508,"Atmos GIGA-D 100/240-5,5/4",{"$f":"VLOOKUP(B133,'Wilo Price List'!B:D,3,FALSE)","v":{"v":14087,"d":"£14,087.00"}}]
[null,2225506,"Atmos GIGA-D 100/240-7,5/4",{"$f":"VLOOKUP(B134,'Wilo Price List'!B:D,3,FALSE)","v":{"v":14603,"d":"£14,603.00"}}]
[null,2225502,"Atmos GIGA-D 100/250-11/4",{"$f":"VLOOKUP(B135,'Wilo Price List'!B:D,3,FALSE)","v":{"v":16343,"d":"£16,343.00"}}]
[null,2225504,"Atmos GIGA-D 100/250-7,5/4",{"$f":"VLOOKUP(B136,'Wilo Price List'!B:D,3,FALSE)","v":{"v":14777,"d":"£14,777.00"}}]
[null,2225518,"Atmos GIGA-D 125/130-1,5/4",{"$f":"VLOOKUP(B137,'Wilo Price List'!B:D,3,FALSE)","v":{"v":11178,"d":"£11,178.00"}}]
[null,2225526,"Atmos GIGA-D 125/130-15/2",{"$f":"VLOOKUP(B138,'Wilo Price List'!B:D,3,FALSE)","v":{"v":14940,"d":"£14,940.00"}}]
[null,2225524,"Atmos GIGA-D 125/140-18,5/2",{"$f":"VLOOKUP(B139,'Wilo Price List'!B:D,3,FALSE)","v":{"v":15551,"d":"£15,551.00"}}]
[null,2225516,"Atmos GIGA-D 125/140-2,2/4",{"$f":"VLOOKUP(B140,'Wilo Price List'!B:D,3,FALSE)","v":{"v":11269,"d":"£11,269.00"}}]
[null,2225522,"Atmos GIGA-D 125/150-22/2",{"$f":"VLOOKUP(B141,'Wilo Price List'!B:D,3,FALSE)","v":{"v":17291,"d":"£17,291.00"}}]
[null,2225514,"Atmos GIGA-D 125/150-3/4",{"$f":"VLOOKUP(B142,'Wilo Price List'!B:D,3,FALSE)","v":{"v":11534,"d":"£11,534.00"}}]
[null,2225520,"Atmos GIGA-D 125/160-30/2",{"$f":"VLOOKUP(B143,'Wilo Price List'!B:D,3,FALSE)","v":{"v":19817,"d":"£19,817.00"}}]
[null,2225512,"Atmos GIGA-D 125/160-4/4",{"$f":"VLOOKUP(B144,'Wilo Price List'!B:D,3,FALSE)","v":{"v":11700,"d":"£11,700.00"}}]
[null,2225528,"Atmos GIGA-D 125/170-37/2",{"$f":"VLOOKUP(B145,'Wilo Price List'!B:D,3,FALSE)","v":{"v":20779,"d":"£20,779.00"}}]
[null,2225534,"Atmos GIGA-D 125/180-4/4",{"$f":"VLOOKUP(B146,'Wilo Price List'!B:D,3,FALSE)","v":{"v":12777,"d":"£12,777.00"}}]
[null,2225532,"Atmos GIGA-D 125/190-5,5/4",{"$f":"VLOOKUP(B147,'Wilo Price List'!B:D,3,FALSE)","v":{"v":14299,"d":"£14,299.00"}}]
[null,2225530,"Atmos GIGA-D 125/200-7,5/4",{"$f":"VLOOKUP(B148,'Wilo Price List'!B:D,3,FALSE)","v":{"v":14560,"d":"£14,560.00"}}]
[null,2225548,"Atmos GIGA-D 125/220-5,5/4",{"$f":"VLOOKUP(B149,'Wilo Price List'!B:D,3,FALSE)","v":{"v":16861,"d":"£16,861.00"}}]
[null,2225546,"Atmos GIGA-D 125/230-5,5/4",{"$f":"VLOOKUP(B150,'Wilo Price List'!B:D,3,FALSE)","v":{"v":16392,"d":"£16,392.00"}}]
[null,2225544,"Atmos GIGA-D 125/230-7,5/4",{"$f":"VLOOKUP(B151,'Wilo Price List'!B:D,3,FALSE)","v":{"v":16937,"d":"£16,937.00"}}]
[null,2225540,"Atmos GIGA-D 125/240-11/4",{"$f":"VLOOKUP(B152,'Wilo Price List'!B:D,3,FALSE)","v":{"v":17690,"d":"£17,690.00"}}]
[null,2225542,"Atmos GIGA-D 125/240-7,5/4",{"$f":"VLOOKUP(B153,'Wilo Price List'!B:D,3,FALSE)","v":{"v":16124,"d":"£16,124.00"}}]
[null,2225538,"Atmos GIGA-D 125/250-11/4",{"$f":"VLOOKUP(B154,'Wilo Price List'!B:D,3,FALSE)","v":{"v":17369,"d":"£17,369.00"}}]
[null,2225536,"Atmos GIGA-D 125/250-15/4",{"$f":"VLOOKUP(B155,'Wilo Price List'!B:D,3,FALSE)","v":{"v":19524,"d":"£19,524.00"}}]
[null,2225560,"Atmos GIGA-D 125/295-15/4",{"$f":"VLOOKUP(B156,'Wilo Price List'!B:D,3,FALSE)","v":{"v":20349,"d":"£20,349.00"}}]
[null,2225558,"Atmos GIGA-D 125/295-18,5/4",{"$f":"VLOOKUP(B157,'Wilo Price List'!B:D,3,FALSE)","v":{"v":22437,"d":"£22,437.00"}}]
[null,2225556,"Atmos GIGA-D 125/305-18,5/4",{"$f":"VLOOKUP(B158,'Wilo Price List'!B:D,3,FALSE)","v":{"v":22254,"d":"£22,254.00"}}]
[null,2225554,"Atmos GIGA-D 125/305-22/4",{"$f":"VLOOKUP(B159,'Wilo Price List'!B:D,3,FALSE)","v":{"v":22686,"d":"£22,686.00"}}]
[null,2225552,"Atmos GIGA-D 125/315-22/4",{"$f":"VLOOKUP(B160,'Wilo Price List'!B:D,3,FALSE)","v":{"v":22422,"d":"£22,422.00"}}]
[null,2225550,"Atmos GIGA-D 125/315-30/4",{"$f":"VLOOKUP(B161,'Wilo Price List'!B:D,3,FALSE)","v":{"v":24467,"d":"£24,467.00"}}]
[null,2225572,"Atmos GIGA-D 150/170-5,5/4",{"$f":"VLOOKUP(B162,'Wilo Price List'!B:D,3,FALSE)","v":{"v":14435,"d":"£14,435.00"}}]
[null,2225570,"Atmos GIGA-D 150/180-7,5/4",{"$f":"VLOOKUP(B163,'Wilo Price List'!B:D,3,FALSE)","v":{"v":14199,"d":"£14,199.00"}}]
[null,2225568,"Atmos GIGA-D 150/190-11/4",{"$f":"VLOOKUP(B164,'Wilo Price List'!B:D,3,FALSE)","v":{"v":14098,"d":"£14,098.00"}}]
[null,2225566,"Atmos GIGA-D 150/200-11/4",{"$f":"VLOOKUP(B165,'Wilo Price List'!B:D,3,FALSE)","v":{"v":13881,"d":"£13,881.00"}}]
[null,2225564,"Atmos GIGA-D 150/200-15/4",{"$f":"VLOOKUP(B166,'Wilo Price List'!B:D,3,FALSE)","v":{"v":16391,"d":"£16,391.00"}}]
[null,2225586,"Atmos GIGA-D 150/220-11/4",{"$f":"VLOOKUP(B167,'Wilo Price List'!B:D,3,FALSE)","v":{"v":19235,"d":"£19,235.00"}}]
[null,2225584,"Atmos GIGA-D 150/230-11/4",{"$f":"VLOOKUP(B168,'Wilo Price List'!B:D,3,FALSE)","v":{"v":18804,"d":"£18,804.00"}}]
[null,2225582,"Atmos GIGA-D 150/230-15/4",{"$f":"VLOOKUP(B169,'Wilo Price List'!B:D,3,FALSE)","v":{"v":20972,"d":"£20,972.00"}}]
[null,2225580,"Atmos GIGA-D 150/240-15/4",{"$f":"VLOOKUP(B170,'Wilo Price List'!B:D,3,FALSE)","v":{"v":20779,"d":"£20,779.00"}}]
[null,2225578,"Atmos GIGA-D 150/240-18,5/4",{"$f":"VLOOKUP(B171,'Wilo Price List'!B:D,3,FALSE)","v":{"v":23527,"d":"£23,527.00"}}]
[null,2225576,"Atmos GIGA-D 150/250-18,5/4",{"$f":"VLOOKUP(B172,'Wilo Price List'!B:D,3,FALSE)","v":{"v":23517,"d":"£23,517.00"}}]
[null,2225574,"Atmos GIGA-D 150/250-22/4",{"$f":"VLOOKUP(B173,'Wilo Price List'!B:D,3,FALSE)","v":{"v":24104,"d":"£24,104.00"}}]
[null,2225610,"Atmos GIGA-D 150/275-15/4",{"$f":"VLOOKUP(B174,'Wilo Price List'!B:D,3,FALSE)","v":{"v":27652,"d":"£27,652.00"}}]
[null,2225608,"Atmos GIGA-D 150/275-18,5/4",{"$f":"VLOOKUP(B175,'Wilo Price List'!B:D,3,FALSE)","v":{"v":30057,"d":"£30,057.00"}}]
[null,2225606,"Atmos GIGA-D 150/285-18,5/4",{"$f":"VLOOKUP(B176,'Wilo Price List'!B:D,3,FALSE)","v":{"v":29796,"d":"£29,796.00"}}]
[null,2225604,"Atmos GIGA-D 150/285-22/4",{"$f":"VLOOKUP(B177,'Wilo Price List'!B:D,3,FALSE)","v":{"v":30383,"d":"£30,383.00"}}]
[null,2225602,"Atmos GIGA-D 150/295-30/4",{"$f":"VLOOKUP(B178,'Wilo Price List'!B:D,3,FALSE)","v":{"v":33098,"d":"£33,098.00"}}]
[null,2225600,"Atmos GIGA-D 150/305-30/4",{"$f":"VLOOKUP(B179,'Wilo Price List'!B:D,3,FALSE)","v":{"v":32755,"d":"£32,755.00"}}]
[null,2225598,"Atmos GIGA-D 150/305-37/4",{"$f":"VLOOKUP(B180,'Wilo Price List'!B:D,3,FALSE)","v":{"v":56665,"d":"£56,665.00"}}]
[null,2225596,"Atmos GIGA-D 150/305-37/4-P6",{"$f":"VLOOKUP(B181,'Wilo Price List'!B:D,3,FALSE)","v":{"v":62741,"d":"£62,741.00"}}]
[null,2225594,"Atmos GIGA-D 150/315-37/4",{"$f":"VLOOKUP(B182,'Wilo Price List'!B:D,3,FALSE)","v":{"v":56297,"d":"£56,297.00"}}]
[null,2225592,"Atmos GIGA-D 150/315-37/4-P6",{"$f":"VLOOKUP(B183,'Wilo Price List'!B:D,3,FALSE)","v":{"v":62374,"d":"£62,374.00"}}]
[null,2225590,"Atmos GIGA-D 150/315-45/4",{"$f":"VLOOKUP(B184,'Wilo Price List'!B:D,3,FALSE)","v":{"v":37593,"d":"£37,593.00"}}]
[null,2225588,"Atmos GIGA-D 150/315-45/4-P6",{"$f":"VLOOKUP(B185,'Wilo Price List'!B:D,3,FALSE)","v":{"v":43668,"d":"£43,668.00"}}]
[null,2225622,"Atmos GIGA-D 200/210-11/4",{"$f":"VLOOKUP(B186,'Wilo Price List'!B:D,3,FALSE)","v":{"v":21765,"d":"£21,765.00"}}]
[null,2225620,"Atmos GIGA-D 200/220-15/4",{"$f":"VLOOKUP(B187,'Wilo Price List'!B:D,3,FALSE)","v":{"v":22907,"d":"£22,907.00"}}]
[null,2225618,"Atmos GIGA-D 200/230-18,5/4",{"$f":"VLOOKUP(B188,'Wilo Price List'!B:D,3,FALSE)","v":{"v":24379,"d":"£24,379.00"}}]
[null,2225616,"Atmos GIGA-D 200/240-22/4",{"$f":"VLOOKUP(B189,'Wilo Price List'!B:D,3,FALSE)","v":{"v":24458,"d":"£24,458.00"}}]
[null,2225614,"Atmos GIGA-D 200/250-22/4",{"$f":"VLOOKUP(B190,'Wilo Price List'!B:D,3,FALSE)","v":{"v":24649,"d":"£24,649.00"}}]
[null,2225612,"Atmos GIGA-D 200/250-30/4",{"$f":"VLOOKUP(B191,'Wilo Price List'!B:D,3,FALSE)","v":{"v":26070,"d":"£26,070.00"}}]
[null,2225650,"Atmos GIGA-D 200/275-22/4",{"$f":"VLOOKUP(B192,'Wilo Price List'!B:D,3,FALSE)","v":{"v":30337,"d":"£30,337.00"}}]
[null,2225646,"Atmos GIGA-D 200/285-30/4",{"$f":"VLOOKUP(B193,'Wilo Price List'!B:D,3,FALSE)","v":{"v":32064,"d":"£32,064.00"}}]
[null,2225644,"Atmos GIGA-D 200/295-30/4",{"$f":"VLOOKUP(B194,'Wilo Price List'!B:D,3,FALSE)","v":{"v":32228,"d":"£32,228.00"}}]
[null,2225642,"Atmos GIGA-D 200/295-37/4",{"$f":"VLOOKUP(B195,'Wilo Price List'!B:D,3,FALSE)","v":{"v":56148,"d":"£56,148.00"}}]
[null,2225640,"Atmos GIGA-D 200/295-37/4-P6",{"$f":"VLOOKUP(B196,'Wilo Price List'!B:D,3,FALSE)","v":{"v":62223,"d":"£62,223.00"}}]
[null,2225638,"Atmos GIGA-D 200/305-37/4",{"$f":"VLOOKUP(B197,'Wilo Price List'!B:D,3,FALSE)","v":{"v":55594,"d":"£55,594.00"}}]
[null,2225636,"Atmos GIGA-D 200/305-37/4-P6",{"$f":"VLOOKUP(B198,'Wilo Price List'!B:D,3,FALSE)","v":{"v":61669,"d":"£61,669.00"}}]
[null,2225634,"Atmos GIGA-D 200/305-45/4",{"$f":"VLOOKUP(B199,'Wilo Price List'!B:D,3,FALSE)","v":{"v":36881,"d":"£36,881.00"}}]
[null,2225632,"Atmos GIGA-D 200/305-45/4-P6",{"$f":"VLOOKUP(B200,'Wilo Price List'!B:D,3,FALSE)","v":{"v":42956,"d":"£42,956.00"}}]
[null,2225630,"Atmos GIGA-D 200/315-45/4",{"$f":"VLOOKUP(B201,'Wilo Price List'!B:D,3,FALSE)","v":{"v":36358,"d":"£36,358.00"}}]
[null,2225628,"Atmos GIGA-D 200/315-45/4-P6",{"$f":"VLOOKUP(B202,'Wilo Price List'!B:D,3,FALSE)","v":{"v":42433,"d":"£42,433.00"}}]
[null,2225626,"Atmos GIGA-D 200/315-55/4",{"$f":"VLOOKUP(B203,'Wilo Price List'!B:D,3,FALSE)","v":{"v":50196,"d":"£50,196.00"}}]
[null,2225624,"Atmos GIGA-D 200/315-55/4-P6",{"$f":"VLOOKUP(B204,'Wilo Price List'!B:D,3,FALSE)","v":{"v":56534,"d":"£56,534.00"}}]

{"sheet":"Yonos Giga 2.0","index":16,"n_rows":92,"n_cols":8,"rows_kept":92,"merged":[[1,1,2,5],[1,7,2,8],[6,1,6,4],[62,1,62,4]]}
[]
[null,"Yonos Giga",{"$nulls":5},"Home"]
[]
[]
[null,"Article No. \n(or variant)","Article description","List Price","Price group","PG3"]
[]
[null,"3~"]
[]
[null,2204971,"Yonos GIGA2.0-I 32/1-12/0,55",{"$f":"VLOOKUP(B9,'Wilo Price List'!B:D,3,FALSE)","v":{"v":5126,"d":"£5,126.00"}},"PG3"]
[null,2204970,"Yonos GIGA2.0-I 32/1-15/0,75",{"$f":"VLOOKUP(B10,'Wilo Price List'!B:D,3,FALSE)","v":{"v":5254,"d":"£5,254.00"}},"PG3"]
[null,2204969,"Yonos GIGA2.0-I 32/1-19/1,1",{"$f":"VLOOKUP(B11,'Wilo Price List'!B:D,3,FALSE)","v":{"v":5260,"d":"£5,260.00"}},"PG3"]
[null,2204968,"Yonos GIGA2.0-I 32/1-24/1,5",{"$f":"VLOOKUP(B12,'Wilo Price List'!B:D,3,FALSE)","v":{"v":5421,"d":"£5,421.00"}},"PG3"]
[null,2204973,"Yonos GIGA2.0-I 32/1-32/2,2",{"$f":"VLOOKUP(B13,'Wilo Price List'!B:D,3,FALSE)","v":{"v":5417,"d":"£5,417.00"}},"PG3"]
[]
[null,2204977,"Yonos GIGA2.0-I 40/1-8/0,55",{"$f":"VLOOKUP(B15,'Wilo Price List'!B:D,3,FALSE)","v":{"v":5175,"d":"£5,175.00"}},"PG3"]
[null,2204976,"Yonos GIGA2.0-I 40/1-10/0,75",{"$f":"VLOOKUP(B16,'Wilo Price List'!B:D,3,FALSE)","v":{"v":5245,"d":"£5,245.00"}},"PG3"]
[null,2204975,"Yonos GIGA2.0-I 40/1-13/1,1",{"$f":"VLOOKUP(B17,'Wilo Price List'!B:D,3,FALSE)","v":{"v":5245,"d":"£5,245.00"}},"PG3"]
[null,2204974,"Yonos GIGA2.0-I 40/1-16/1,5",{"$f":"VLOOKUP(B18,'Wilo Price List'!B:D,3,FALSE)","v":{"v":5340,"d":"£5,340.00"}},"PG3"]
[null,2204983,"Yonos GIGA2.0-I 40/1-21/2,2",{"$f":"VLOOKUP(B19,'Wilo Price List'!B:D,3,FALSE)","v":{"v":5409,"d":"£5,409.00"}},"PG3"]
[null,2204982,"Yonos GIGA2.0-I 40/1-26/3,0",{"$f":"VLOOKUP(B20,'Wilo Price List'!B:D,3,FALSE)","v":{"v":5407,"d":"£5,407.00"}},"PG3"]
[null,2204981,"Yonos GIGA2.0-I 40/1-31/4,0",{"$f":"VLOOKUP(B21,'Wilo Price List'!B:D,3,FALSE)","v":{"v":5742,"d":"£5,742.00"}},"PG3"]
[]
[null,2204987,"Yonos GIGA2.0-I 50/1-6/0,55",{"$f":"VLOOKUP(B23,'Wilo Price List'!B:D,3,FALSE)","v":{"v":5276,"d":"£5,276.00"}},"PG3"]
[null,2204986,"Yonos GIGA2.0-I 50/1-8/0,75",{"$f":"VLOOKUP(B24,'Wilo Price List'!B:D,3,FALSE)","v":{"v":5346,"d":"£5,346.00"}},"PG3"]
[null,2204985,"Yonos GIGA2.0-I 50/1-10/1,1",{"$f":"VLOOKUP(B25,'Wilo Price List'!B:D,3,FALSE)","v":{"v":5346,"d":"£5,346.00"}},"PG3"]
[null,2204984,"Yonos GIGA2.0-I 50/1-13/1,5",{"$f":"VLOOKUP(B26,'Wilo Price List'!B:D,3,FALSE)","v":{"v":5486,"d":"£5,486.00"}},"PG3"]
[null,2204993,"Yonos GIGA2.0-I 50/1-17/2,2",{"$f":"VLOOKUP(B27,'Wilo Price List'!B:D,3,FALSE)","v":{"v":5510,"d":"£5,510.00"}},"PG3"]
[null,2204992,"Yonos GIGA2.0-I 50/1-20/3,0",{"$f":"VLOOKUP(B28,'Wilo Price List'!B:D,3,FALSE)","v":{"v":5509,"d":"£5,509.00"}},"PG3"]
[null,2204991,"Yonos GIGA2.0-I 50/1-25/4,0",{"$f":"VLOOKUP(B29,'Wilo Price List'!B:D,3,FALSE)","v":{"v":5892,"d":"£5,892.00"}},"PG3"]
[]
[null,2204997,"Yonos GIGA2.0-I 65/1-5/0,55",{"$f":"VLOOKUP(B31,'Wilo Price List'!B:D,3,FALSE)","v":{"v":5184,"d":"£5,184.00"}},"PG3"]
[null,2204996,"Yonos GIGA2.0-I 65/1-6/0,75",{"$f":"VLOOKUP(B32,'Wilo Price List'!B:D,3,FALSE)","v":{"v":5357,"d":"£5,357.00"}},"PG3"]
[null,2204995,"Yonos GIGA2.0-I 65/1-8/1,1 2",{"$f":"VLOOKUP(B33,'Wilo Price List'!B:D,3,FALSE)","v":{"v":5360,"d":"£5,360.00"}},"PG3"]
[null,2204994,"Yonos GIGA2.0-I 65/1-10/1,5",{"$f":"VLOOKUP(B34,'Wilo Price List'!B:D,3,FALSE)","v":{"v":5500,"d":"£5,500.00"}},"PG3"]
[null,2205003,"Yonos GIGA2.0-I 65/1-14/2,2",{"$f":"VLOOKUP(B35,'Wilo Price List'!B:D,3,FALSE)","v":{"v":5523,"d":"£5,523.00"}},"PG3"]
[null,2205002,"Yonos GIGA2.0-I 65/1-16/3,0",{"$f":"VLOOKUP(B36,'Wilo Price List'!B:D,3,FALSE)","v":{"v":5596,"d":"£5,596.00"}},"PG3"]
[null,2205001,"Yonos GIGA2.0-I 65/1-20/4,0",{"$f":"VLOOKUP(B37,'Wilo Price List'!B:D,3,FALSE)","v":{"v":5866,"d":"£5,866.00"}},"PG3"]
[null,2205000,"Yonos GIGA2.0-I 65/1-24/5,5",{"$f":"VLOOKUP(B38,'Wilo Price List'!B:D,3,FALSE)","v":{"v":6753,"d":"£6,753.00"}},"PG3"]
[null,2204999,"Yonos GIGA2.0-I 65/1-31/7,5",{"$f":"VLOOKUP(B39,'Wilo Price List'!B:D,3,FALSE)","v":{"v":6753,"d":"£6,753.00"}},"PG3"]
[]
[null,2205007,"Yonos GIGA2.0-I 80/1-4/0,55",{"$f":"VLOOKUP(B41,'Wilo Price List'!B:D,3,FALSE)","v":{"v":5513,"d":"£5,513.00"}},"PG3"]
[null,2205006,"Yonos GIGA2.0-I 80/1-5/0,75",{"$f":"VLOOKUP(B42,'Wilo Price List'!B:D,3,FALSE)","v":{"v":5540,"d":"£5,540.00"}},"PG3"]
[null,2205005,"Yonos GIGA2.0-I 80/1-6/1,1 2",{"$f":"VLOOKUP(B43,'Wilo Price List'!B:D,3,FALSE)","v":{"v":5540,"d":"£5,540.00"}},"PG3"]
[null,2205004,"Yonos GIGA2.0-I 80/1-8/1,5 2",{"$f":"VLOOKUP(B44,'Wilo Price List'!B:D,3,FALSE)","v":{"v":5680,"d":"£5,680.00"}},"PG3"]
[null,2205013,"Yonos GIGA2.0-I 80/1-10/2,2",{"$f":"VLOOKUP(B45,'Wilo Price List'!B:D,3,FALSE)","v":{"v":5704,"d":"£5,704.00"}},"PG3"]
[null,2205012,"Yonos GIGA2.0-I 80/1-12/3,0",{"$f":"VLOOKUP(B46,'Wilo Price List'!B:D,3,FALSE)","v":{"v":5719,"d":"£5,719.00"}},"PG3"]
[null,2205011,"Yonos GIGA2.0-I 80/1-15/4,0",{"$f":"VLOOKUP(B47,'Wilo Price List'!B:D,3,FALSE)","v":{"v":6046,"d":"£6,046.00"}},"PG3"]
[null,2205010,"Yonos GIGA2.0-I 80/1-19/5,5",{"$f":"VLOOKUP(B48,'Wilo Price List'!B:D,3,FALSE)","v":{"v":6884,"d":"£6,884.00"}},"PG3"]
[null,2205009,"Yonos GIGA2.0-I 80/1-23/7,5",{"$f":"VLOOKUP(B49,'Wilo Price List'!B:D,3,FALSE)","v":{"v":6884,"d":"£6,884.00"}},"PG3"]
[]
[null,2205023,"Yonos GIGA2.0-I 100/1-8/2,2",{"$f":"VLOOKUP(B51,'Wilo Price List'!B:D,3,FALSE)","v":{"v":7919,"d":"£7,919.00"}},"PG3"]
[null,2205022,"Yonos GIGA2.0-I 100/1-9/3,0",{"$f":"VLOOKUP(B52,'Wilo Price List'!B:D,3,FALSE)","v":{"v":7901,"d":"£7,901.00"}},"PG3"]
[null,2205021,"Yonos GIGA2.0-I 100/1-11/4,0",{"$f":"VLOOKUP(B53,'Wilo Price List'!B:D,3,FALSE)","v":{"v":9405,"d":"£9,405.00"}},"PG3"]
[null,2205020,"Yonos GIGA2.0-I 100/1-14/5,5",{"$f":"VLOOKUP(B54,'Wilo Price List'!B:D,3,FALSE)","v":{"v":11474,"d":"£11,474.00"}},"PG3"]
[null,2205019,"Yonos GIGA2.0-I 100/1-18/7,5",{"$f":"VLOOKUP(B55,'Wilo Price List'!B:D,3,FALSE)","v":{"v":11417,"d":"£11,417.00"}},"PG3"]
[]
[null,2205028,"Yonos GIGA2.0-I 125/1-7/2,2",{"$f":"VLOOKUP(B57,'Wilo Price List'!B:D,3,FALSE)","v":{"v":8357,"d":"£8,357.00"}},"PG3"]
[null,2205027,"Yonos GIGA2.0-I 125/1-9/3,0",{"$f":"VLOOKUP(B58,'Wilo Price List'!B:D,3,FALSE)","v":{"v":8357,"d":"£8,357.00"}},"PG3"]
[null,2205026,"Yonos GIGA2.0-I 125/1-11/4,0",{"$f":"VLOOKUP(B59,'Wilo Price List'!B:D,3,FALSE)","v":{"v":9794,"d":"£9,794.00"}},"PG3"]
[null,2205025,"Yonos GIGA2.0-I 125/1-14/5,5",{"$f":"VLOOKUP(B60,'Wilo Price List'!B:D,3,FALSE)","v":{"v":12206,"d":"£12,206.00"}},"PG3"]
[null,2205024,"Yonos GIGA2.0-I 125/1-17/7,5",{"$f":"VLOOKUP(B61,'Wilo Price List'!B:D,3,FALSE)","v":{"v":12149,"d":"£12,149.00"}},"PG3"]
[]
[null,"1~"]
[]
[null,2207028,"Yonos GIGA2.0-I 32/1-12/M-0,55",{"$f":"VLOOKUP(B65,'Wilo Price List'!B:D,3,FALSE)","v":{"v":4822,"d":"£4,822.00"}},"PG3"]
[null,2207027,"Yonos GIGA2.0-I 32/1-15/M-0,75",{"$f":"VLOOKUP(B66,'Wilo Price List'!B:D,3,FALSE)","v":{"v":4971,"d":"£4,971.00"}},"PG3"]
[null,2207026,"Yonos GIGA2.0-I 32/1-19/M-1,1",{"$f":"VLOOKUP(B67,'Wilo Price List'!B:D,3,FALSE)","v":{"v":4971,"d":"£4,971.00"}},"PG3"]
[null,2207025,"Yonos GIGA2.0-I 32/1-24/M-1,5",{"$f":"VLOOKUP(B68,'Wilo Price List'!B:D,3,FALSE)","v":{"v":4965,"d":"£4,965.00"}},"PG3"]
[]
[null,2207034,"Yonos GIGA2.0-I 40/1-6/M-0,37",{"$f":"VLOOKUP(B70,'Wilo Price List'!B:D,3,FALSE)","v":{"v":4826,"d":"£4,826.00"}},"PG3"]
[null,2207033,"Yonos GIGA2.0-I 40/1-8/M-0,55",{"$f":"VLOOKUP(B71,'Wilo Price List'!B:D,3,FALSE)","v":{"v":4947,"d":"£4,947.00"}},"PG3"]
[null,2207032,"Yonos GIGA2.0-I 40/1-10/M-0,75",{"$f":"VLOOKUP(B72,'Wilo Price List'!B:D,3,FALSE)","v":{"v":4947,"d":"£4,947.00"}},"PG3"]
[null,2207031,"Yonos GIGA2.0-I 40/1-13/M-1,1",{"$f":"VLOOKUP(B73,'Wilo Price List'!B:D,3,FALSE)","v":{"v":4947,"d":"£4,947.00"}},"PG3"]
[null,2207030,"Yonos GIGA2.0-I 40/1-16/M-1,5",{"$f":"VLOOKUP(B74,'Wilo Price List'!B:D,3,FALSE)","v":{"v":5168,"d":"£5,168.00"}},"PG3"]
[]
[null,2207039,"Yonos GIGA2.0-I 50/1-5/M-0,37",{"$f":"VLOOKUP(B76,'Wilo Price List'!B:D,3,FALSE)","v":{"v":4926,"d":"£4,926.00"}},"PG3"]
[null,2207038,"Yonos GIGA2.0-I 50/1-6/M-0,55",{"$f":"VLOOKUP(B77,'Wilo Price List'!B:D,3,FALSE)","v":{"v":5048,"d":"£5,048.00"}},"PG3"]
[null,2207037,"Yonos GIGA2.0-I 50/1-8/M-0,75",{"$f":"VLOOKUP(B78,'Wilo Price List'!B:D,3,FALSE)","v":{"v":5048,"d":"£5,048.00"}},"PG3"]
[null,2207036,"Yonos GIGA2.0-I 50/1-10/M-1,1",{"$f":"VLOOKUP(B79,'Wilo Price List'!B:D,3,FALSE)","v":{"v":5048,"d":"£5,048.00"}},"PG3"]
[null,2207035,"Yonos GIGA2.0-I 50/1-13/M-1,5",{"$f":"VLOOKUP(B80,'Wilo Price List'!B:D,3,FALSE)","v":{"v":5270,"d":"£5,270.00"}},"PG3"]
[]
[null,2207044,"Yonos GIGA2.0-I 65/1-4/M-0,37",{"$f":"VLOOKUP(B82,'Wilo Price List'!B:D,3,FALSE)","v":{"v":4942,"d":"£4,942.00"}},"PG3"]
[null,2207043,"Yonos GIGA2.0-I 65/1-5/M-0,55",{"$f":"VLOOKUP(B83,'Wilo Price List'!B:D,3,FALSE)","v":{"v":4942,"d":"£4,942.00"}},"PG3"]
[null,2207042,"Yonos GIGA2.0-I 65/1-6/M-0,75",{"$f":"VLOOKUP(B84,'Wilo Price List'!B:D,3,FALSE)","v":{"v":5090,"d":"£5,090.00"}},"PG3"]
[null,2207041,"Yonos GIGA2.0-I 65/1-8/M-1,1",{"$f":"VLOOKUP(B85,'Wilo Price List'!B:D,3,FALSE)","v":{"v":5089,"d":"£5,089.00"}},"PG3"]
[null,2207040,"Yonos GIGA2.0-I 65/1-10/M-1,5",{"$f":"VLOOKUP(B86,'Wilo Price List'!B:D,3,FALSE)","v":{"v":5308,"d":"£5,308.00"}},"PG3"]
[]
[null,2207049,"Yonos GIGA2.0-I 80/1-3/M-0,37",{"$f":"VLOOKUP(B88,'Wilo Price List'!B:D,3,FALSE)","v":{"v":5128,"d":"£5,128.00"}},"PG3"]
[null,2207048,"Yonos GIGA2.0-I 80/1-4/M-0,55",{"$f":"VLOOKUP(B89,'Wilo Price List'!B:D,3,FALSE)","v":{"v":5249,"d":"£5,249.00"}},"PG3"]
[null,2207047,"Yonos GIGA2.0-I 80/1-5/M-0,75",{"$f":"VLOOKUP(B90,'Wilo Price List'!B:D,3,FALSE)","v":{"v":5249,"d":"£5,249.00"}},"PG3"]
[null,2207046,"Yonos GIGA2.0-I 80/1-6/M-1,1",{"$f":"VLOOKUP(B91,'Wilo Price List'!B:D,3,FALSE)","v":{"v":5249,"d":"£5,249.00"}},"PG3"]
[null,2207045,"Yonos GIGA2.0-I 80/1-8/M-1,5",{"$f":"VLOOKUP(B92,'Wilo Price List'!B:D,3,FALSE)","v":{"v":5469,"d":"£5,469.00"}},"PG3"]

{"sheet":"Yonos Giga D 2.0","index":17,"n_rows":93,"n_cols":8,"rows_kept":93,"merged":[[1,1,2,5],[1,7,2,8],[6,1,6,4],[62,1,62,4]]}
[]
[null,"Yonos Giga",{"$nulls":5},"Home"]
[]
[]
[null,"Article No. \n(or variant)","Article description","List Price","Price group","PG03"]
[]
[null,"3~"]
[]
[null,2205855,"Yonos GIGA2.0-D 32/1-12/0,55",{"$f":"VLOOKUP(B9,'Wilo Price List'!B:D,3,FALSE)","v":{"v":9132,"d":"£9,132.00"}},"PG3"]
[null,2205854,"Yonos GIGA2.0-D 32/1-15/0,75",{"$f":"VLOOKUP(B10,'Wilo Price List'!B:D,3,FALSE)","v":{"v":9471,"d":"£9,471.00"}},"PG3"]
[null,2205853,"Yonos GIGA2.0-D 32/1-19/1,1",{"$f":"VLOOKUP(B11,'Wilo Price List'!B:D,3,FALSE)","v":{"v":9483,"d":"£9,483.00"}},"PG3"]
[null,2205852,"Yonos GIGA2.0-D 32/1-24/1,5",{"$f":"VLOOKUP(B12,'Wilo Price List'!B:D,3,FALSE)","v":{"v":9461,"d":"£9,461.00"}},"PG3"]
[null,2205857,"Yonos GIGA2.0-D 32/1-32/2,2",{"$f":"VLOOKUP(B13,'Wilo Price List'!B:D,3,FALSE)","v":{"v":9804,"d":"£9,804.00"}},"PG3"]
[]
[null,2205861,"Yonos GIGA2.0-D 40/1-8/0,55",{"$f":"VLOOKUP(B15,'Wilo Price List'!B:D,3,FALSE)","v":{"v":8938,"d":"£8,938.00"}},"PG3"]
[null,2205860,"Yonos GIGA2.0-D 40/1-10/0,75",{"$f":"VLOOKUP(B16,'Wilo Price List'!B:D,3,FALSE)","v":{"v":9423,"d":"£9,423.00"}},"PG3"]
[null,2205859,"Yonos GIGA2.0-D 40/1-13/1,1",{"$f":"VLOOKUP(B17,'Wilo Price List'!B:D,3,FALSE)","v":{"v":9423,"d":"£9,423.00"}},"PG3"]
[null,2205858,"Yonos GIGA2.0-D 40/1-16/1,5",{"$f":"VLOOKUP(B18,'Wilo Price List'!B:D,3,FALSE)","v":{"v":9704,"d":"£9,704.00"}},"PG3"]
[null,2205867,"Yonos GIGA2.0-D 40/1-21/2,2",{"$f":"VLOOKUP(B19,'Wilo Price List'!B:D,3,FALSE)","v":{"v":9750,"d":"£9,750.00"}},"PG3"]
[null,2205866,"Yonos GIGA2.0-D 40/1-26/3,0",{"$f":"VLOOKUP(B20,'Wilo Price List'!B:D,3,FALSE)","v":{"v":9747,"d":"£9,747.00"}},"PG3"]
[null,2205865,"Yonos GIGA2.0-D 40/1-31/4,0",{"$f":"VLOOKUP(B21,'Wilo Price List'!B:D,3,FALSE)","v":{"v":10418,"d":"£10,418.00"}},"PG3"]
[]
[null,2205871,"Yonos GIGA2.0-D 50/1-6/0,55",{"$f":"VLOOKUP(B23,'Wilo Price List'!B:D,3,FALSE)","v":{"v":9692,"d":"£9,692.00"}},"PG3"]
[null,2205870,"Yonos GIGA2.0-D 50/1-8/0,75",{"$f":"VLOOKUP(B24,'Wilo Price List'!B:D,3,FALSE)","v":{"v":9833,"d":"£9,833.00"}},"PG3"]
[null,2205869,"Yonos GIGA2.0-D 50/1-10/1,1",{"$f":"VLOOKUP(B25,'Wilo Price List'!B:D,3,FALSE)","v":{"v":9833,"d":"£9,833.00"}},"PG3"]
[null,2205868,"Yonos GIGA2.0-D 50/1-13/1,5",{"$f":"VLOOKUP(B26,'Wilo Price List'!B:D,3,FALSE)","v":{"v":10113,"d":"£10,113.00"}},"PG3"]
[null,2205877,"Yonos GIGA2.0-D 50/1-17/2,2",{"$f":"VLOOKUP(B27,'Wilo Price List'!B:D,3,FALSE)","v":{"v":10160,"d":"£10,160.00"}},"PG3"]
[null,2205876,"Yonos GIGA2.0-D 50/1-20/3,0",{"$f":"VLOOKUP(B28,'Wilo Price List'!B:D,3,FALSE)","v":{"v":10157,"d":"£10,157.00"}},"PG3"]
[null,2205875,"Yonos GIGA2.0-D 50/1-25/4,0",{"$f":"VLOOKUP(B29,'Wilo Price List'!B:D,3,FALSE)","v":{"v":10838,"d":"£10,838.00"}},"PG3"]
[]
[null,2205881,"Yonos GIGA2.0-D 65/1-5/0,55",{"$f":"VLOOKUP(B31,'Wilo Price List'!B:D,3,FALSE)","v":{"v":9707,"d":"£9,707.00"}},"PG3"]
[null,2205880,"Yonos GIGA2.0-D 65/1-6/0,75",{"$f":"VLOOKUP(B32,'Wilo Price List'!B:D,3,FALSE)","v":{"v":10051,"d":"£10,051.00"}},"PG3"]
[null,2205879,"Yonos GIGA2.0-D 65/1-8/1,1 2",{"$f":"VLOOKUP(B33,'Wilo Price List'!B:D,3,FALSE)","v":{"v":10056,"d":"£10,056.00"}},"PG3"]
[null,2205878,"Yonos GIGA2.0-D 65/1-10/1,5",{"$f":"VLOOKUP(B34,'Wilo Price List'!B:D,3,FALSE)","v":{"v":10337,"d":"£10,337.00"}},"PG3"]
[null,2205887,"Yonos GIGA2.0-D 65/1-14/2,2",{"$f":"VLOOKUP(B35,'Wilo Price List'!B:D,3,FALSE)","v":{"v":10384,"d":"£10,384.00"}},"PG3"]
[null,2205886,"Yonos GIGA2.0-D 65/1-16/3,0",{"$f":"VLOOKUP(B36,'Wilo Price List'!B:D,3,FALSE)","v":{"v":10529,"d":"£10,529.00"}},"PG3"]
[null,2205885,"Yonos GIGA2.0-D 65/1-20/4,0",{"$f":"VLOOKUP(B37,'Wilo Price List'!B:D,3,FALSE)","v":{"v":11067,"d":"£11,067.00"}},"PG3"]
[null,2205884,"Yonos GIGA2.0-D 65/1-24/5,5",{"$f":"VLOOKUP(B38,'Wilo Price List'!B:D,3,FALSE)","v":{"v":13071,"d":"£13,071.00"}},"PG3"]
[null,2205883,"Yonos GIGA2.0-D 65/1-31/7,5",{"$f":"VLOOKUP(B39,'Wilo Price List'!B:D,3,FALSE)","v":{"v":13071,"d":"£13,071.00"}},"PG3"]
[]
[null,2205891,"Yonos GIGA2.0-D 80/1-4/0,55",{"$f":"VLOOKUP(B41,'Wilo Price List'!B:D,3,FALSE)","v":{"v":10033,"d":"£10,033.00"}},"PG3"]
[null,2205890,"Yonos GIGA2.0-D 80/1-5/0,75",{"$f":"VLOOKUP(B42,'Wilo Price List'!B:D,3,FALSE)","v":{"v":10174,"d":"£10,174.00"}},"PG3"]
[null,2205889,"Yonos GIGA2.0-D 80/1-6/1,1 2",{"$f":"VLOOKUP(B43,'Wilo Price List'!B:D,3,FALSE)","v":{"v":10174,"d":"£10,174.00"}},"PG3"]
[null,2205888,"Yonos GIGA2.0-D 80/1-8/1,5 2",{"$f":"VLOOKUP(B44,'Wilo Price List'!B:D,3,FALSE)","v":{"v":10454,"d":"£10,454.00"}},"PG3"]
[null,2205897,"Yonos GIGA2.0-D 80/1-10/2,2",{"$f":"VLOOKUP(B45,'Wilo Price List'!B:D,3,FALSE)","v":{"v":10500,"d":"£10,500.00"}},"PG3"]
[null,2205896,"Yonos GIGA2.0-D 80/1-12/3,0",{"$f":"VLOOKUP(B46,'Wilo Price List'!B:D,3,FALSE)","v":{"v":10532,"d":"£10,532.00"}},"PG3"]
[null,2205895,"Yonos GIGA2.0-D 80/1-15/4,0",{"$f":"VLOOKUP(B47,'Wilo Price List'!B:D,3,FALSE)","v":{"v":11186,"d":"£11,186.00"}},"PG3"]
[null,2205894,"Yonos GIGA2.0-D 80/1-19/5,5",{"$f":"VLOOKUP(B48,'Wilo Price List'!B:D,3,FALSE)","v":{"v":12861,"d":"£12,861.00"}},"PG3"]
[null,2205893,"Yonos GIGA2.0-D 80/1-23/7,5",{"$f":"VLOOKUP(B49,'Wilo Price List'!B:D,3,FALSE)","v":{"v":12861,"d":"£12,861.00"}},"PG3"]
[]
[null,2205907,"Yonos GIGA2.0-D 100/1-8/2,2",{"$f":"VLOOKUP(B51,'Wilo Price List'!B:D,3,FALSE)","v":{"v":17572,"d":"£17,572.00"}},"PG3"]
[null,2205906,"Yonos GIGA2.0-D 100/1-9/3,0",{"$f":"VLOOKUP(B52,'Wilo Price List'!B:D,3,FALSE)","v":{"v":17537,"d":"£17,537.00"}},"PG3"]
[null,2205905,"Yonos GIGA2.0-D 100/1-11/4,0",{"$f":"VLOOKUP(B53,'Wilo Price List'!B:D,3,FALSE)","v":{"v":20577,"d":"£20,577.00"}},"PG3"]
[null,2205904,"Yonos GIGA2.0-D 100/1-14/5,5",{"$f":"VLOOKUP(B54,'Wilo Price List'!B:D,3,FALSE)","v":{"v":24011,"d":"£24,011.00"}},"PG3"]
[null,2205903,"Yonos GIGA2.0-D 100/1-18/7,5",{"$f":"VLOOKUP(B55,'Wilo Price List'!B:D,3,FALSE)","v":{"v":23897,"d":"£23,897.00"}},"PG3"]
[]
[null,2205912,"Yonos GIGA2.0-D 125/1-7/2,2",{"$f":"VLOOKUP(B57,'Wilo Price List'!B:D,3,FALSE)","v":{"v":27003,"d":"£27,003.00"}},"PG3"]
[null,2205911,"Yonos GIGA2.0-D 125/1-9/3,0",{"$f":"VLOOKUP(B58,'Wilo Price List'!B:D,3,FALSE)","v":{"v":27003,"d":"£27,003.00"}},"PG3"]
[null,2205910,"Yonos GIGA2.0-D 125/1-11/4,0",{"$f":"VLOOKUP(B59,'Wilo Price List'!B:D,3,FALSE)","v":{"v":29883,"d":"£29,883.00"}},"PG3"]
[null,2205909,"Yonos GIGA2.0-D 125/1-14/5,5",{"$f":"VLOOKUP(B60,'Wilo Price List'!B:D,3,FALSE)","v":{"v":31676,"d":"£31,676.00"}},"PG3"]
[null,2205908,"Yonos GIGA2.0-D 125/1-17/7,5",{"$f":"VLOOKUP(B61,'Wilo Price List'!B:D,3,FALSE)","v":{"v":31563,"d":"£31,563.00"}},"PG3"]
[]
[null,"1~"]
[]
[null,2207249,"Yonos GIGA2.0-D 32/1-9/M-0,37",{"$f":"VLOOKUP(B65,'Wilo Price List'!B:D,3,FALSE)","v":{"v":8421,"d":"£8,421.00"}},"PG3"]
[null,2207248,"Yonos GIGA2.0-D 32/1-12/M-0,55",{"$f":"VLOOKUP(B66,'Wilo Price List'!B:D,3,FALSE)","v":{"v":8421,"d":"£8,421.00"}},"PG3"]
[null,2207247,"Yonos GIGA2.0-D 32/1-15/M-0,75",{"$f":"VLOOKUP(B67,'Wilo Price List'!B:D,3,FALSE)","v":{"v":8719,"d":"£8,719.00"}},"PG3"]
[null,2207246,"Yonos GIGA2.0-D 32/1-19/M-1,1",{"$f":"VLOOKUP(B68,'Wilo Price List'!B:D,3,FALSE)","v":{"v":8719,"d":"£8,719.00"}},"PG3"]
[null,2207245,"Yonos GIGA2.0-D 32/1-24/M-1,5",{"$f":"VLOOKUP(B69,'Wilo Price List'!B:D,3,FALSE)","v":{"v":8707,"d":"£8,707.00"}},"PG3"]
[]
[null,2207254,"Yonos GIGA2.0-D 40/1-6/M-0,37",{"$f":"VLOOKUP(B71,'Wilo Price List'!B:D,3,FALSE)","v":{"v":9257,"d":"£9,257.00"}},"PG3"]
[null,2207253,"Yonos GIGA2.0-D 40/1-8/M-0,55",{"$f":"VLOOKUP(B72,'Wilo Price List'!B:D,3,FALSE)","v":{"v":9500,"d":"£9,500.00"}},"PG3"]
[null,2207252,"Yonos GIGA2.0-D 40/1-10/M-0,75",{"$f":"VLOOKUP(B73,'Wilo Price List'!B:D,3,FALSE)","v":{"v":9500,"d":"£9,500.00"}},"PG3"]
[null,2207251,"Yonos GIGA2.0-D 40/1-13/M-1,1",{"$f":"VLOOKUP(B74,'Wilo Price List'!B:D,3,FALSE)","v":{"v":9500,"d":"£9,500.00"}},"PG3"]
[null,2207250,"Yonos GIGA2.0-D 40/1-16/M-1,5",{"$f":"VLOOKUP(B75,'Wilo Price List'!B:D,3,FALSE)","v":{"v":9940,"d":"£9,940.00"}},"PG3"]
[]
[null,2207259,"Yonos GIGA2.0-D 50/1-5/M-0,37",{"$f":"VLOOKUP(B77,'Wilo Price List'!B:D,3,FALSE)","v":{"v":9228,"d":"£9,228.00"}},"PG3"]
[null,2207258,"Yonos GIGA2.0-D 50/1-6/M-0,55",{"$f":"VLOOKUP(B78,'Wilo Price List'!B:D,3,FALSE)","v":{"v":9471,"d":"£9,471.00"}},"PG3"]
[null,2207257,"Yonos GIGA2.0-D 50/1-8/M-0,75",{"$f":"VLOOKUP(B79,'Wilo Price List'!B:D,3,FALSE)","v":{"v":9471,"d":"£9,471.00"}},"PG3"]
[null,2207256,"Yonos GIGA2.0-D 50/1-10/M-1,1",{"$f":"VLOOKUP(B80,'Wilo Price List'!B:D,3,FALSE)","v":{"v":9471,"d":"£9,471.00"}},"PG3"]
[null,2207255,"Yonos GIGA2.0-D 50/1-13/M-1,5",{"$f":"VLOOKUP(B81,'Wilo Price List'!B:D,3,FALSE)","v":{"v":9911,"d":"£9,911.00"}},"PG3"]
[]
[null,2207264,"Yonos GIGA2.0-D 65/1-4/M-0,37",{"$f":"VLOOKUP(B83,'Wilo Price List'!B:D,3,FALSE)","v":{"v":9415,"d":"£9,415.00"}},"PG3"]
[null,2207263,"Yonos GIGA2.0-D 65/1-5/M-0,55",{"$f":"VLOOKUP(B84,'Wilo Price List'!B:D,3,FALSE)","v":{"v":9415,"d":"£9,415.00"}},"PG3"]
[null,2207262,"Yonos GIGA2.0-D 65/1-6/M-0,75",{"$f":"VLOOKUP(B85,'Wilo Price List'!B:D,3,FALSE)","v":{"v":9712,"d":"£9,712.00"}},"PG3"]
[null,2207261,"Yonos GIGA2.0-D 65/1-8/M-1,1",{"$f":"VLOOKUP(B86,'Wilo Price List'!B:D,3,FALSE)","v":{"v":9709,"d":"£9,709.00"}},"PG3"]
[null,2207260,"Yonos GIGA2.0-D 65/1-10/M-1,5",{"$f":"VLOOKUP(B87,'Wilo Price List'!B:D,3,FALSE)","v":{"v":10149,"d":"£10,149.00"}},"PG3"]
[]
[null,2207269,"Yonos GIGA2.0-D 80/1-3/M-0,37",{"$f":"VLOOKUP(B89,'Wilo Price List'!B:D,3,FALSE)","v":{"v":9285,"d":"£9,285.00"}},"PG3"]
[null,2207268,"Yonos GIGA2.0-D 80/1-4/M-0,55",{"$f":"VLOOKUP(B90,'Wilo Price List'!B:D,3,FALSE)","v":{"v":9528,"d":"£9,528.00"}},"PG3"]
[null,2207267,"Yonos GIGA2.0-D 80/1-5/M-0,75",{"$f":"VLOOKUP(B91,'Wilo Price List'!B:D,3,FALSE)","v":{"v":9528,"d":"£9,528.00"}},"PG3"]
[null,2207266,"Yonos GIGA2.0-D 80/1-6/M-1,1",{"$f":"VLOOKUP(B92,'Wilo Price List'!B:D,3,FALSE)","v":{"v":9528,"d":"£9,528.00"}},"PG3"]
[null,2207265,"Yonos GIGA2.0-D 80/1-8/M-1,5",{"$f":"VLOOKUP(B93,'Wilo Price List'!B:D,3,FALSE)","v":{"v":9967,"d":"£9,967.00"}},"PG3"]

{"sheet":"Stratos Giga I 2.0","index":18,"n_rows":94,"n_cols":8,"rows_kept":94,"merged":[[1,1,2,5],[1,7,2,8],[6,1,6,4],[60,1,60,4]]}
[]
[null,"Stratos Giga 2.0 I",{"$nulls":5},"Home"]
[]
[]
[null,"Article No. \n(or variant)","Article description","List Price","Price group"]
[]
[null,"3~"]
[]
[null,2204720,"Stratos GIGA2.0-I 32/1-25/1,5",{"$f":"VLOOKUP(B9,'Wilo Price List'!B:D,3,FALSE)","v":{"v":7018,"d":"£7,018.00"}},"PG3"]
[null,2204721,"Stratos GIGA2.0-I 32/1-20/1,1",{"$f":"VLOOKUP(B10,'Wilo Price List'!B:D,3,FALSE)","v":{"v":6800,"d":"£6,800.00"}},"PG3"]
[null,2204722,"Stratos GIGA2.0-I 32/1-15/0,75",{"$f":"VLOOKUP(B11,'Wilo Price List'!B:D,3,FALSE)","v":{"v":6627,"d":"£6,627.00"}},"PG3"]
[null,2204723,"Stratos GIGA2.0-I 32/1-13/0,55",{"$f":"VLOOKUP(B12,'Wilo Price List'!B:D,3,FALSE)","v":{"v":6580,"d":"£6,580.00"}},"PG3"]
[]
[null,2204726,"Stratos GIGA2.0-I 40/1-19/1,1",{"$f":"VLOOKUP(B14,'Wilo Price List'!B:D,3,FALSE)","v":{"v":6414,"d":"£6,414.00"}},"PG3"]
[null,2204727,"Stratos GIGA2.0-I 40/1-14/0,75",{"$f":"VLOOKUP(B15,'Wilo Price List'!B:D,3,FALSE)","v":{"v":6409,"d":"£6,409.00"}},"PG3"]
[null,2204728,"Stratos GIGA2.0-I 40/1-11/0,55",{"$f":"VLOOKUP(B16,'Wilo Price List'!B:D,3,FALSE)","v":{"v":6194,"d":"£6,194.00"}},"PG3"]
[]
[null,2204733,"Stratos GIGA2.0-I 50/1-17/1,1",{"$f":"VLOOKUP(B18,'Wilo Price List'!B:D,3,FALSE)","v":{"v":6496,"d":"£6,496.00"}},"PG3"]
[null,2204734,"Stratos GIGA2.0-I 50/1-13/0,75",{"$f":"VLOOKUP(B19,'Wilo Price List'!B:D,3,FALSE)","v":{"v":6345,"d":"£6,345.00"}},"PG3"]
[null,2204735,"Stratos GIGA2.0-I 50/1-10/0,55",{"$f":"VLOOKUP(B20,'Wilo Price List'!B:D,3,FALSE)","v":{"v":6272,"d":"£6,272.00"}},"PG3"]
[]
[null,2204740,"Stratos GIGA2.0-I 65/1-12/1,1",{"$f":"VLOOKUP(B22,'Wilo Price List'!B:D,3,FALSE)","v":{"v":6871,"d":"£6,871.00"}},"PG3"]
[null,2204741,"Stratos GIGA2.0-I 65/1-9/0,75",{"$f":"VLOOKUP(B23,'Wilo Price List'!B:D,3,FALSE)","v":{"v":6871,"d":"£6,871.00"}},"PG3"]
[null,2204742,"Stratos GIGA2.0-I 65/1-7/0,55",{"$f":"VLOOKUP(B24,'Wilo Price List'!B:D,3,FALSE)","v":{"v":6655,"d":"£6,655.00"}},"PG3"]
[]
[null,2204748,"Stratos GIGA2.0-I 80/1-10/1,1",{"$f":"VLOOKUP(B26,'Wilo Price List'!B:D,3,FALSE)","v":{"v":6946,"d":"£6,946.00"}},"PG3"]
[null,2204749,"Stratos GIGA2.0-I 80/1-8/0,75",{"$f":"VLOOKUP(B27,'Wilo Price List'!B:D,3,FALSE)","v":{"v":6946,"d":"£6,946.00"}},"PG3"]
[null,2204750,"Stratos GIGA2.0-I 80/1-6/0,55",{"$f":"VLOOKUP(B28,'Wilo Price List'!B:D,3,FALSE)","v":{"v":6874,"d":"£6,874.00"}},"PG3"]
[]
[null,2204725,"Stratos GIGA2.0-I 40/1-23/1,5",{"$f":"VLOOKUP(B30,'Wilo Price List'!B:D,3,FALSE)","v":{"v":6879,"d":"£6,879.00"}},"PG3"]
[null,2204730,"Stratos GIGA2.0-I 40/1-37/3,0",{"$f":"VLOOKUP(B31,'Wilo Price List'!B:D,3,FALSE)","v":{"v":7068,"d":"£7,068.00"}},"PG3"]
[null,2204731,"Stratos GIGA2.0-I 40/1-31/2,2",{"$f":"VLOOKUP(B32,'Wilo Price List'!B:D,3,FALSE)","v":{"v":6928,"d":"£6,928.00"}},"PG3"]
[]
[null,2204732,"Stratos GIGA2.0-I 50/1-20/1,5",{"$f":"VLOOKUP(B34,'Wilo Price List'!B:D,3,FALSE)","v":{"v":6993,"d":"£6,993.00"}},"PG3"]
[null,2204737,"Stratos GIGA2.0-I 50/1-37/3,0",{"$f":"VLOOKUP(B35,'Wilo Price List'!B:D,3,FALSE)","v":{"v":7161,"d":"£7,161.00"}},"PG3"]
[null,2204738,"Stratos GIGA2.0-I 50/1-30/2,2",{"$f":"VLOOKUP(B36,'Wilo Price List'!B:D,3,FALSE)","v":{"v":7022,"d":"£7,022.00"}},"PG3"]
[]
[null,2204739,"Stratos GIGA2.0-I 65/1-15/1,5",{"$f":"VLOOKUP(B38,'Wilo Price List'!B:D,3,FALSE)","v":{"v":7104,"d":"£7,104.00"}},"PG3"]
[null,2204744,"Stratos GIGA2.0-I 65/1-37/4,0",{"$f":"VLOOKUP(B39,'Wilo Price List'!B:D,3,FALSE)","v":{"v":7448,"d":"£7,448.00"}},"PG3"]
[null,2204745,"Stratos GIGA2.0-I 65/1-31/3,0",{"$f":"VLOOKUP(B40,'Wilo Price List'!B:D,3,FALSE)","v":{"v":7262,"d":"£7,262.00"}},"PG3"]
[null,2204746,"Stratos GIGA2.0-I 65/1-25/2,2",{"$f":"VLOOKUP(B41,'Wilo Price List'!B:D,3,FALSE)","v":{"v":7317,"d":"£7,317.00"}},"PG3"]
[]
[null,2204747,"Stratos GIGA2.0-I 80/1-13/1,5",{"$f":"VLOOKUP(B43,'Wilo Price List'!B:D,3,FALSE)","v":{"v":7549,"d":"£7,549.00"}},"PG3"]
[null,2204754,"Stratos GIGA2.0-I 80/1-30/4,0",{"$f":"VLOOKUP(B44,'Wilo Price List'!B:D,3,FALSE)","v":{"v":7762,"d":"£7,762.00"}},"PG3"]
[null,2204755,"Stratos GIGA2.0-I 80/1-24/3,0",{"$f":"VLOOKUP(B45,'Wilo Price List'!B:D,3,FALSE)","v":{"v":7607,"d":"£7,607.00"}},"PG3"]
[null,2204756,"Stratos GIGA2.0-I 80/1-20/2,2",{"$f":"VLOOKUP(B46,'Wilo Price List'!B:D,3,FALSE)","v":{"v":7607,"d":"£7,607.00"}},"PG3"]
[]
[null,2204758,"Stratos GIGA2.0-I 100/1-8/1,1",{"$f":"VLOOKUP(B48,'Wilo Price List'!B:D,3,FALSE)","v":{"v":7597,"d":"£7,597.00"}},"PG3"]
[null,2204757,"Stratos GIGA2.0-I 100/1-9/1,5",{"$f":"VLOOKUP(B49,'Wilo Price List'!B:D,3,FALSE)","v":{"v":8062,"d":"£8,062.00"}},"PG3"]
[null,2204764,"Stratos GIGA2.0-I 100/1-25/4,0",{"$f":"VLOOKUP(B50,'Wilo Price List'!B:D,3,FALSE)","v":{"v":8249,"d":"£8,249.00"}},"PG3"]
[null,2204765,"Stratos GIGA2.0-I 100/1-20/3,0",{"$f":"VLOOKUP(B51,'Wilo Price List'!B:D,3,FALSE)","v":{"v":8141,"d":"£8,141.00"}},"PG3"]
[null,2204766,"Stratos GIGA2.0-I 100/1-17/2,2",{"$f":"VLOOKUP(B52,'Wilo Price List'!B:D,3,FALSE)","v":{"v":8251,"d":"£8,251.00"}},"PG3"]
[null,2204774,"Stratos GIGA2.0-I 100/1-11/4,0",{"$f":"VLOOKUP(B53,'Wilo Price List'!B:D,3,FALSE)","v":{"v":10899,"d":"£10,899.00"}},"PG3"]
[null,2204775,"Stratos GIGA2.0-I 100/1-9/3,0",{"$f":"VLOOKUP(B54,'Wilo Price List'!B:D,3,FALSE)","v":{"v":9005,"d":"£9,005.00"}},"PG3"]
[null,2204776,"Stratos GIGA2.0-I 100/1-8/2,2",{"$f":"VLOOKUP(B55,'Wilo Price List'!B:D,3,FALSE)","v":{"v":9006,"d":"£9,006.00"}},"PG3"]
[]
[null,2204779,"Stratos GIGA2.0-I 125/1-11/4,0",{"$f":"VLOOKUP(B57,'Wilo Price List'!B:D,3,FALSE)","v":{"v":11284,"d":"£11,284.00"}},"PG3"]
[null,2204780,"Stratos GIGA2.0-I 125/1-9/3,0",{"$f":"VLOOKUP(B58,'Wilo Price List'!B:D,3,FALSE)","v":{"v":9429,"d":"£9,429.00"}},"PG3"]
[null,2204781,"Stratos GIGA2.0-I 125/1-7/2,2",{"$f":"VLOOKUP(B59,'Wilo Price List'!B:D,3,FALSE)","v":{"v":9445,"d":"£9,445.00"}},"PG3"]
[]
[]
[null,"1~"]
[null,2206909,"Stratos GIGA2.0-I 32/1-9/M-0,37",{"$f":"VLOOKUP(B63,'Wilo Price List'!B:D,3,FALSE)","v":{"v":6335,"d":"£6,335.00"}},"PG3"]
[null,2206908,"Stratos GIGA2.0-I 32/1-13/M-0,55",{"$f":"VLOOKUP(B64,'Wilo Price List'!B:D,3,FALSE)","v":{"v":6335,"d":"£6,335.00"}},"PG3"]
[null,2206907,"Stratos GIGA2.0-I 32/1-15/M-0,75",{"$f":"VLOOKUP(B65,'Wilo Price List'!B:D,3,FALSE)","v":{"v":6483,"d":"£6,483.00"}},"PG3"]
[null,2206906,"Stratos GIGA2.0-I 32/1-20/M-1,1",{"$f":"VLOOKUP(B66,'Wilo Price List'!B:D,3,FALSE)","v":{"v":6477,"d":"£6,477.00"}},"PG3"]
[null,2206905,"Stratos GIGA2.0-I 32/1-25/M-1,5",{"$f":"VLOOKUP(B67,'Wilo Price List'!B:D,3,FALSE)","v":{"v":6478,"d":"£6,478.00"}},"PG3"]
[]
[null,2206914,"Stratos GIGA2.0-I 40/1-8/M-0,37",{"$f":"VLOOKUP(B69,'Wilo Price List'!B:D,3,FALSE)","v":{"v":5949,"d":"£5,949.00"}},"PG3"]
[null,2206913,"Stratos GIGA2.0-I 40/1-11/M-0,55",{"$f":"VLOOKUP(B70,'Wilo Price List'!B:D,3,FALSE)","v":{"v":5949,"d":"£5,949.00"}},"PG3"]
[null,2206912,"Stratos GIGA2.0-I 40/1-14/M-0,75",{"$f":"VLOOKUP(B71,'Wilo Price List'!B:D,3,FALSE)","v":{"v":6098,"d":"£6,098.00"}},"PG3"]
[null,2206911,"Stratos GIGA2.0-I 40/1-19/M-1,1",{"$f":"VLOOKUP(B72,'Wilo Price List'!B:D,3,FALSE)","v":{"v":6092,"d":"£6,092.00"}},"PG3"]
[null,2206910,"Stratos GIGA2.0-I 40/1-23/M-1,5",{"$f":"VLOOKUP(B73,'Wilo Price List'!B:D,3,FALSE)","v":{"v":6092,"d":"£6,092.00"}},"PG3"]
[]
[null,2206919,"Stratos GIGA2.0-I 50/1-8/M-0,37",{"$f":"VLOOKUP(B75,'Wilo Price List'!B:D,3,FALSE)","v":{"v":6031,"d":"£6,031.00"}},"PG3"]
[null,2206918,"Stratos GIGA2.0-I 50/1-10/M-0,55",{"$f":"VLOOKUP(B76,'Wilo Price List'!B:D,3,FALSE)","v":{"v":6031,"d":"£6,031.00"}},"PG3"]
[null,2206917,"Stratos GIGA2.0-I 50/1-13/M-0,75",{"$f":"VLOOKUP(B77,'Wilo Price List'!B:D,3,FALSE)","v":{"v":6031,"d":"£6,031.00"}},"PG3"]
[null,2206916,"Stratos GIGA2.0-I 50/1-17/M-1,1",{"$f":"VLOOKUP(B78,'Wilo Price List'!B:D,3,FALSE)","v":{"v":6192,"d":"£6,192.00"}},"PG3"]
[null,2206915,"Stratos GIGA2.0-I 50/1-20/M-1,5",{"$f":"VLOOKUP(B79,'Wilo Price List'!B:D,3,FALSE)","v":{"v":6202,"d":"£6,202.00"}},"PG3"]
[]
[null,2206924,"Stratos GIGA2.0-I 65/1-5/M-0,37",{"$f":"VLOOKUP(B81,'Wilo Price List'!B:D,3,FALSE)","v":{"v":6411,"d":"£6,411.00"}},"PG3"]
[null,2206923,"Stratos GIGA2.0-I 65/1-7/M-0,55",{"$f":"VLOOKUP(B82,'Wilo Price List'!B:D,3,FALSE)","v":{"v":6411,"d":"£6,411.00"}},"PG3"]
[null,2206922,"Stratos GIGA2.0-I 65/1-9/M-0,75",{"$f":"VLOOKUP(B83,'Wilo Price List'!B:D,3,FALSE)","v":{"v":6559,"d":"£6,559.00"}},"PG3"]
[null,2206921,"Stratos GIGA2.0-I 65/1-12/M-1,1",{"$f":"VLOOKUP(B84,'Wilo Price List'!B:D,3,FALSE)","v":{"v":6559,"d":"£6,559.00"}},"PG3"]
[null,2206920,"Stratos GIGA2.0-I 65/1-15/M-1,5",{"$f":"VLOOKUP(B85,'Wilo Price List'!B:D,3,FALSE)","v":{"v":6552,"d":"£6,552.00"}},"PG3"]
[]
[null,2206929,"Stratos GIGA2.0-I 80/1-5/M-0,37",{"$f":"VLOOKUP(B87,'Wilo Price List'!B:D,3,FALSE)","v":{"v":6513,"d":"£6,513.00"}},"PG3"]
[null,2206928,"Stratos GIGA2.0-I 80/1-6/M-0,55",{"$f":"VLOOKUP(B88,'Wilo Price List'!B:D,3,FALSE)","v":{"v":6634,"d":"£6,634.00"}},"PG3"]
[null,2206927,"Stratos GIGA2.0-I 80/1-8/M-0,75",{"$f":"VLOOKUP(B89,'Wilo Price List'!B:D,3,FALSE)","v":{"v":6634,"d":"£6,634.00"}},"PG3"]
[null,2206926,"Stratos GIGA2.0-I 80/1-10/M-1,1",{"$f":"VLOOKUP(B90,'Wilo Price List'!B:D,3,FALSE)","v":{"v":6634,"d":"£6,634.00"}},"PG3"]
[null,2206925,"Stratos GIGA2.0-I 80/1-13/M-1,5",{"$f":"VLOOKUP(B91,'Wilo Price List'!B:D,3,FALSE)","v":{"v":6880,"d":"£6,880.00"}},"PG3"]
[]
[null,2206931,"Stratos GIGA2.0-I 100/1-8/M-1,1",{"$f":"VLOOKUP(B93,'Wilo Price List'!B:D,3,FALSE)","v":{"v":7299,"d":"£7,299.00"}},"PG3"]
[null,2206930,"Stratos GIGA2.0-I 100/1-9/M-1,5",{"$f":"VLOOKUP(B94,'Wilo Price List'!B:D,3,FALSE)","v":{"v":7298,"d":"£7,298.00"}},"PG3"]

{"sheet":"Stratos Giga D 2.0","index":19,"n_rows":114,"n_cols":8,"rows_kept":114,"merged":[[1,1,2,5],[1,7,2,8],[6,1,6,4]]}
[]
[null,"Stratos Giga 2.0 D",{"$nulls":5},"Home"]
[]
[]
[null,"Article No. \n(or variant)","Article description","List Price","Price group"]
[]
[null,"3~"]
[null,2205604,"Stratos GIGA2.0-D 32/1-25/1,5",{"$f":"VLOOKUP(B8,'Wilo Price List'!B:D,3,FALSE)","v":{"v":12248,"d":"£12,248.00"}},"PG3"]
[null,2205605,"Stratos GIGA2.0-D 32/1-20/1,1",{"$f":"VLOOKUP(B9,'Wilo Price List'!B:D,3,FALSE)","v":{"v":11951,"d":"£11,951.00"}},"PG3"]
[null,2205606,"Stratos GIGA2.0-D 32/1-15/0,75",{"$f":"VLOOKUP(B10,'Wilo Price List'!B:D,3,FALSE)","v":{"v":11940,"d":"£11,940.00"}},"PG3"]
[null,2205607,"Stratos GIGA2.0-D 32/1-13/0,55",{"$f":"VLOOKUP(B11,'Wilo Price List'!B:D,3,FALSE)","v":{"v":11510,"d":"£11,510.00"}},"PG3"]
[null,2205604,"Stratos GIGA2.0-D 32/1-25/1.5",{"$f":"VLOOKUP(B12,'Wilo Price List'!B:D,3,FALSE)","v":{"v":12248,"d":"£12,248.00"}},"PG3"]
[null,2205605,"Stratos GIGA2.0-D 32/1-20/1.1",{"$f":"VLOOKUP(B13,'Wilo Price List'!B:D,3,FALSE)","v":{"v":11951,"d":"£11,951.00"}},"PG3"]
[null,2205606,"Stratos GIGA2.0-D 32/1-15/0.75",{"$f":"VLOOKUP(B14,'Wilo Price List'!B:D,3,FALSE)","v":{"v":11940,"d":"£11,940.00"}},"PG3"]
[null,2205607,"Stratos GIGA2.0-D 32/1-13/0.55",{"$f":"VLOOKUP(B15,'Wilo Price List'!B:D,3,FALSE)","v":{"v":11510,"d":"£11,510.00"}},"PG3"]
[]
[null,2205610,"Stratos GIGA2.0-D 40/1-19/1,1",{"$f":"VLOOKUP(B17,'Wilo Price List'!B:D,3,FALSE)","v":{"v":12569,"d":"£12,569.00"}},"PG3"]
[null,2205611,"Stratos GIGA2.0-D 40/1-14/0,75",{"$f":"VLOOKUP(B18,'Wilo Price List'!B:D,3,FALSE)","v":{"v":12640,"d":"£12,640.00"}},"PG3"]
[null,2205612,"Stratos GIGA2.0-D 40/1-11/0,55",{"$f":"VLOOKUP(B19,'Wilo Price List'!B:D,3,FALSE)","v":{"v":12211,"d":"£12,211.00"}},"PG3"]
[null,2205609,"Stratos GIGA2.0-D 40/1-23/1,5",{"$f":"VLOOKUP(B20,'Wilo Price List'!B:D,3,FALSE)","v":{"v":14015,"d":"£14,015.00"}},"PG3"]
[null,2205614,"Stratos GIGA2.0-D 40/1-37/3,0",{"$f":"VLOOKUP(B21,'Wilo Price List'!B:D,3,FALSE)","v":{"v":14337,"d":"£14,337.00"}},"PG3"]
[null,2205615,"Stratos GIGA2.0-D 40/1-31/2,2",{"$f":"VLOOKUP(B22,'Wilo Price List'!B:D,3,FALSE)","v":{"v":14059,"d":"£14,059.00"}},"PG3"]
[null,2205610,"Stratos GIGA2.0-D 40/1-19/1.1",{"$f":"VLOOKUP(B23,'Wilo Price List'!B:D,3,FALSE)","v":{"v":12569,"d":"£12,569.00"}},"PG3"]
[null,2205611,"Stratos GIGA2.0-D 40/1-14/0.75",{"$f":"VLOOKUP(B24,'Wilo Price List'!B:D,3,FALSE)","v":{"v":12640,"d":"£12,640.00"}},"PG3"]
[null,2205612,"Stratos GIGA2.0-D 40/1-11/0.55",{"$f":"VLOOKUP(B25,'Wilo Price List'!B:D,3,FALSE)","v":{"v":12211,"d":"£12,211.00"}},"PG3"]
[]
[null,2205617,"Stratos GIGA2.0-D 50/1-17/1,1",{"$f":"VLOOKUP(B27,'Wilo Price List'!B:D,3,FALSE)","v":{"v":13034,"d":"£13,034.00"}},"PG3"]
[null,2205618,"Stratos GIGA2.0-D 50/1-13/0,75",{"$f":"VLOOKUP(B28,'Wilo Price List'!B:D,3,FALSE)","v":{"v":12813,"d":"£12,813.00"}},"PG3"]
[null,2205619,"Stratos GIGA2.0-D 50/1-10/0,55",{"$f":"VLOOKUP(B29,'Wilo Price List'!B:D,3,FALSE)","v":{"v":12669,"d":"£12,669.00"}},"PG3"]
[null,2205616,"Stratos GIGA2.0-D 50/1-20/1,5",{"$f":"VLOOKUP(B30,'Wilo Price List'!B:D,3,FALSE)","v":{"v":15449,"d":"£15,449.00"}},"PG3"]
[null,2205621,"Stratos GIGA2.0-D 50/1-37/3,0",{"$f":"VLOOKUP(B31,'Wilo Price List'!B:D,3,FALSE)","v":{"v":16603,"d":"£16,603.00"}},"PG3"]
[null,2205622,"Stratos GIGA2.0-D 50/1-30/2,2",{"$f":"VLOOKUP(B32,'Wilo Price List'!B:D,3,FALSE)","v":{"v":16200,"d":"£16,200.00"}},"PG3"]
[null,2205617,"Stratos GIGA2.0-D 50/1-17/1.1",{"$f":"VLOOKUP(B33,'Wilo Price List'!B:D,3,FALSE)","v":{"v":13034,"d":"£13,034.00"}},"PG3"]
[null,2205618,"Stratos GIGA2.0-D 50/1-13/0.75",{"$f":"VLOOKUP(B34,'Wilo Price List'!B:D,3,FALSE)","v":{"v":12813,"d":"£12,813.00"}},"PG3"]
[null,2205619,"Stratos GIGA2.0-D 50/1-10/0.55",{"$f":"VLOOKUP(B35,'Wilo Price List'!B:D,3,FALSE)","v":{"v":12669,"d":"£12,669.00"}},"PG3"]
[]
[null,2205624,"Stratos GIGA2.0-D 65/1-12/1,1",{"$f":"VLOOKUP(B37,'Wilo Price List'!B:D,3,FALSE)","v":{"v":13301,"d":"£13,301.00"}},"PG3"]
[null,2205625,"Stratos GIGA2.0-D 65/1-9/0,75",{"$f":"VLOOKUP(B38,'Wilo Price List'!B:D,3,FALSE)","v":{"v":13301,"d":"£13,301.00"}},"PG3"]
[null,2205626,"Stratos GIGA2.0-D 65/1-7/0,55",{"$f":"VLOOKUP(B39,'Wilo Price List'!B:D,3,FALSE)","v":{"v":12870,"d":"£12,870.00"}},"PG3"]
[null,2205623,"Stratos GIGA2.0-D 65/1-15/1,5",{"$f":"VLOOKUP(B40,'Wilo Price List'!B:D,3,FALSE)","v":{"v":14983,"d":"£14,983.00"}},"PG3"]
[null,2205628,"Stratos GIGA2.0-D 65/1-37/4,0",{"$f":"VLOOKUP(B41,'Wilo Price List'!B:D,3,FALSE)","v":{"v":16600,"d":"£16,600.00"}},"PG3"]
[null,2205629,"Stratos GIGA2.0-D 65/1-31/3,0",{"$f":"VLOOKUP(B42,'Wilo Price List'!B:D,3,FALSE)","v":{"v":16176,"d":"£16,176.00"}},"PG3"]
[null,2205630,"Stratos GIGA2.0-D 65/1-25/2,2",{"$f":"VLOOKUP(B43,'Wilo Price List'!B:D,3,FALSE)","v":{"v":16338,"d":"£16,338.00"}},"PG3"]
[null,2205624,"Stratos GIGA2.0-D 65/1-12/1.1",{"$f":"VLOOKUP(B44,'Wilo Price List'!B:D,3,FALSE)","v":{"v":13301,"d":"£13,301.00"}},"PG3"]
[null,2205625,"Stratos GIGA2.0-D 65/1-9/0.75",{"$f":"VLOOKUP(B45,'Wilo Price List'!B:D,3,FALSE)","v":{"v":13301,"d":"£13,301.00"}},"PG3"]
[null,2205626,"Stratos GIGA2.0-D 65/1-7/0.55",{"$f":"VLOOKUP(B46,'Wilo Price List'!B:D,3,FALSE)","v":{"v":12870,"d":"£12,870.00"}},"PG3"]
[]
[null,2205632,"Stratos GIGA2.0-D 80/1-10/1,1",{"$f":"VLOOKUP(B48,'Wilo Price List'!B:D,3,FALSE)","v":{"v":13694,"d":"£13,694.00"}},"PG3"]
[null,2205633,"Stratos GIGA2.0-D 80/1-8/0,75",{"$f":"VLOOKUP(B49,'Wilo Price List'!B:D,3,FALSE)","v":{"v":13694,"d":"£13,694.00"}},"PG3"]
[null,2205634,"Stratos GIGA2.0-D 80/1-6/0,55",{"$f":"VLOOKUP(B50,'Wilo Price List'!B:D,3,FALSE)","v":{"v":13550,"d":"£13,550.00"}},"PG3"]
[null,2205631,"Stratos GIGA2.0-D 80/1-13/1,5",{"$f":"VLOOKUP(B51,'Wilo Price List'!B:D,3,FALSE)","v":{"v":15761,"d":"£15,761.00"}},"PG3"]
[null,2205638,"Stratos GIGA2.0-D 80/1-30/4,0",{"$f":"VLOOKUP(B52,'Wilo Price List'!B:D,3,FALSE)","v":{"v":15821,"d":"£15,821.00"}},"PG3"]
[null,2205639,"Stratos GIGA2.0-D 80/1-24/3,0",{"$f":"VLOOKUP(B53,'Wilo Price List'!B:D,3,FALSE)","v":{"v":15484,"d":"£15,484.00"}},"PG3"]
[null,2205640,"Stratos GIGA2.0-D 80/1-20/2,2",{"$f":"VLOOKUP(B54,'Wilo Price List'!B:D,3,FALSE)","v":{"v":15484,"d":"£15,484.00"}},"PG3"]
[null,2205637,"Stratos GIGA2.0-D 80/1-35/5,5",{"$f":"VLOOKUP(B55,'Wilo Price List'!B:D,3,FALSE)","v":{"v":16957,"d":"£16,957.00"}},"PG3"]
[null,2205636,"Stratos GIGA2.0-D 80/1-43/7,5",{"$f":"VLOOKUP(B56,'Wilo Price List'!B:D,3,FALSE)","v":{"v":16977,"d":"£16,977.00"}},"PG3"]
[null,2205632,"Stratos GIGA2.0-D 80/1-10/1.1",{"$f":"VLOOKUP(B57,'Wilo Price List'!B:D,3,FALSE)","v":{"v":13694,"d":"£13,694.00"}},"PG3"]
[null,2205633,"Stratos GIGA2.0-D 80/1-8/0.75",{"$f":"VLOOKUP(B58,'Wilo Price List'!B:D,3,FALSE)","v":{"v":13694,"d":"£13,694.00"}},"PG3"]
[null,2205634,"Stratos GIGA2.0-D 80/1-6/0.55",{"$f":"VLOOKUP(B59,'Wilo Price List'!B:D,3,FALSE)","v":{"v":13550,"d":"£13,550.00"}},"PG3"]
[]
[null,2205642,"Stratos GIGA2.0-D 100/1-8/1,1",{"$f":"VLOOKUP(B61,'Wilo Price List'!B:D,3,FALSE)","v":{"v":14665,"d":"£14,665.00"}},"PG3"]
[null,2205641,"Stratos GIGA2.0-D 100/1-9/1,5",{"$f":"VLOOKUP(B62,'Wilo Price List'!B:D,3,FALSE)","v":{"v":15049,"d":"£15,049.00"}},"PG3"]
[null,2205648,"Stratos GIGA2.0-D 100/1-25/4,0",{"$f":"VLOOKUP(B63,'Wilo Price List'!B:D,3,FALSE)","v":{"v":16340,"d":"£16,340.00"}},"PG3"]
[null,2205649,"Stratos GIGA2.0-D 100/1-20/3,0",{"$f":"VLOOKUP(B64,'Wilo Price List'!B:D,3,FALSE)","v":{"v":16123,"d":"£16,123.00"}},"PG3"]
[null,2205650,"Stratos GIGA2.0-D 100/1-17/2,2",{"$f":"VLOOKUP(B65,'Wilo Price List'!B:D,3,FALSE)","v":{"v":16345,"d":"£16,345.00"}},"PG3"]
[null,2205658,"Stratos GIGA2.0-D 100/1-11/4,0",{"$f":"VLOOKUP(B66,'Wilo Price List'!B:D,3,FALSE)","v":{"v":23291,"d":"£23,291.00"}},"PG3"]
[null,2205659,"Stratos GIGA2.0-D 100/1-9/3,0",{"$f":"VLOOKUP(B67,'Wilo Price List'!B:D,3,FALSE)","v":{"v":19503,"d":"£19,503.00"}},"PG3"]
[null,2205660,"Stratos GIGA2.0-D 100/1-8/2,2",{"$f":"VLOOKUP(B68,'Wilo Price List'!B:D,3,FALSE)","v":{"v":19624,"d":"£19,624.00"}},"PG3"]
[null,2205647,"Stratos GIGA2.0-D 100/1-30/5,5",{"$f":"VLOOKUP(B69,'Wilo Price List'!B:D,3,FALSE)","v":{"v":17512,"d":"£17,512.00"}},"PG3"]
[null,2205646,"Stratos GIGA2.0-D 100/1-38/7,5",{"$f":"VLOOKUP(B70,'Wilo Price List'!B:D,3,FALSE)","v":{"v":17526,"d":"£17,526.00"}},"PG3"]
[null,2205657,"Stratos GIGA2.0-D 100/1-14/5,5",{"$f":"VLOOKUP(B71,'Wilo Price List'!B:D,3,FALSE)","v":{"v":26446,"d":"£26,446.00"}},"PG3"]
[null,2205656,"Stratos GIGA2.0-D 100/1-18/7,5",{"$f":"VLOOKUP(B72,'Wilo Price List'!B:D,3,FALSE)","v":{"v":26324,"d":"£26,324.00"}},"PG3"]
[null,2205642,"Stratos GIGA2.0-D 100/1-8/1.1",{"$f":"VLOOKUP(B73,'Wilo Price List'!B:D,3,FALSE)","v":{"v":14665,"d":"£14,665.00"}},"PG3"]
[null,2205641,"Stratos GIGA2.0-D 100/1-9/1.5",{"$f":"VLOOKUP(B74,'Wilo Price List'!B:D,3,FALSE)","v":{"v":15049,"d":"£15,049.00"}},"PG3"]
[]
[null,2205663,"Stratos GIGA2.0-D 125/1-11/4,0",{"$f":"VLOOKUP(B76,'Wilo Price List'!B:D,3,FALSE)","v":{"v":34293,"d":"£34,293.00"}},"PG3"]
[null,2205664,"Stratos GIGA2.0-D 125/1-9/3,0",{"$f":"VLOOKUP(B77,'Wilo Price List'!B:D,3,FALSE)","v":{"v":30554,"d":"£30,554.00"}},"PG3"]
[null,2205665,"Stratos GIGA2.0-D 125/1-7/2,2",{"$f":"VLOOKUP(B78,'Wilo Price List'!B:D,3,FALSE)","v":{"v":30554,"d":"£30,554.00"}},"PG3"]
[null,2205662,"Stratos GIGA2.0-D 125/1-14/5,5",{"$f":"VLOOKUP(B79,'Wilo Price List'!B:D,3,FALSE)","v":{"v":34679,"d":"£34,679.00"}},"PG3"]
[null,2205661,"Stratos GIGA2.0-D 125/1-17/7,5",{"$f":"VLOOKUP(B80,'Wilo Price List'!B:D,3,FALSE)","v":{"v":34557,"d":"£34,557.00"}},"PG3"]
[]
[null,"1~"]
[null,2207129,"Stratos GIGA2.0-D 32/1-9/M-0,37",{"$f":"VLOOKUP(B83,'Wilo Price List'!B:D,3,FALSE)","v":{"v":11019,"d":"£11,019.00"}},"PG3"]
[null,2207128,"Stratos GIGA2.0-D 32/1-13/M-0,55",{"$f":"VLOOKUP(B84,'Wilo Price List'!B:D,3,FALSE)","v":{"v":11019,"d":"£11,019.00"}},"PG3"]
[null,2207127,"Stratos GIGA2.0-D 32/1-15/M-0,75",{"$f":"VLOOKUP(B85,'Wilo Price List'!B:D,3,FALSE)","v":{"v":11316,"d":"£11,316.00"}},"PG3"]
[null,2207126,"Stratos GIGA2.0-D 32/1-20/M-1,1",{"$f":"VLOOKUP(B86,'Wilo Price List'!B:D,3,FALSE)","v":{"v":11305,"d":"£11,305.00"}},"PG3"]
[null,2207125,"Stratos GIGA2.0-D 32/1-25/M-1,5",{"$f":"VLOOKUP(B87,'Wilo Price List'!B:D,3,FALSE)","v":{"v":11305,"d":"£11,305.00"}},"PG3"]
[]
[null,2207134,"Stratos GIGA2.0-D 40/1-8/M-0,37",{"$f":"VLOOKUP(B89,'Wilo Price List'!B:D,3,FALSE)","v":{"v":11856,"d":"£11,856.00"}},"PG3"]
[null,2207133,"Stratos GIGA2.0-D 40/1-11/M-0,55",{"$f":"VLOOKUP(B90,'Wilo Price List'!B:D,3,FALSE)","v":{"v":11856,"d":"£11,856.00"}},"PG3"]
[null,2207132,"Stratos GIGA2.0-D 40/1-14/M-0,75",{"$f":"VLOOKUP(B91,'Wilo Price List'!B:D,3,FALSE)","v":{"v":12153,"d":"£12,153.00"}},"PG3"]
[null,2207131,"Stratos GIGA2.0-D 40/1-19/M-1,1",{"$f":"VLOOKUP(B92,'Wilo Price List'!B:D,3,FALSE)","v":{"v":11923,"d":"£11,923.00"}},"PG3"]
[null,2207130,"Stratos GIGA2.0-D 40/1-23/M-1,5",{"$f":"VLOOKUP(B93,'Wilo Price List'!B:D,3,FALSE)","v":{"v":11923,"d":"£11,923.00"}},"PG3"]
[]
[null,2207139,"Stratos GIGA2.0-D 50/1-8/M-0,37",{"$f":"VLOOKUP(B95,'Wilo Price List'!B:D,3,FALSE)","v":{"v":12321,"d":"£12,321.00"}},"PG3"]
[null,2207138,"Stratos GIGA2.0-D 50/1-10/M-0,55",{"$f":"VLOOKUP(B96,'Wilo Price List'!B:D,3,FALSE)","v":{"v":12320,"d":"£12,320.00"}},"PG3"]
[null,2207137,"Stratos GIGA2.0-D 50/1-13/M-0,75",{"$f":"VLOOKUP(B97,'Wilo Price List'!B:D,3,FALSE)","v":{"v":12320,"d":"£12,320.00"}},"PG3"]
[null,2207136,"Stratos GIGA2.0-D 50/1-17/M-1,1",{"$f":"VLOOKUP(B98,'Wilo Price List'!B:D,3,FALSE)","v":{"v":12388,"d":"£12,388.00"}},"PG3"]
[null,2207135,"Stratos GIGA2.0-D 50/1-20/M-1,5",{"$f":"VLOOKUP(B99,'Wilo Price List'!B:D,3,FALSE)","v":{"v":12446,"d":"£12,446.00"}},"PG3"]
[]
[null,2207144,"Stratos GIGA2.0-D 65/1-5/M-0,37",{"$f":"VLOOKUP(B101,'Wilo Price List'!B:D,3,FALSE)","v":{"v":12381,"d":"£12,381.00"}},"PG3"]
[null,2207143,"Stratos GIGA2.0-D 65/1-7/M-0,55",{"$f":"VLOOKUP(B102,'Wilo Price List'!B:D,3,FALSE)","v":{"v":12381,"d":"£12,381.00"}},"PG3"]
[null,2207142,"Stratos GIGA2.0-D 65/1-9/M-0,75",{"$f":"VLOOKUP(B103,'Wilo Price List'!B:D,3,FALSE)","v":{"v":12896,"d":"£12,896.00"}},"PG3"]
[null,2207141,"Stratos GIGA2.0-D 65/1-12/M-1,1",{"$f":"VLOOKUP(B104,'Wilo Price List'!B:D,3,FALSE)","v":{"v":12677,"d":"£12,677.00"}},"PG3"]
[null,2207140,"Stratos GIGA2.0-D 65/1-15/M-1,5",{"$f":"VLOOKUP(B105,'Wilo Price List'!B:D,3,FALSE)","v":{"v":12666,"d":"£12,666.00"}},"PG3"]
[]
[null,2207149,"Stratos GIGA2.0-D 80/1-5/M-0,37",{"$f":"VLOOKUP(B107,'Wilo Price List'!B:D,3,FALSE)","v":{"v":13046,"d":"£13,046.00"}},"PG3"]
[null,2207148,"Stratos GIGA2.0-D 80/1-6/M-0,55",{"$f":"VLOOKUP(B108,'Wilo Price List'!B:D,3,FALSE)","v":{"v":13071,"d":"£13,071.00"}},"PG3"]
[null,2207147,"Stratos GIGA2.0-D 80/1-8/M-0,75",{"$f":"VLOOKUP(B109,'Wilo Price List'!B:D,3,FALSE)","v":{"v":13288,"d":"£13,288.00"}},"PG3"]
[null,2207146,"Stratos GIGA2.0-D 80/1-10/M-1,1",{"$f":"VLOOKUP(B110,'Wilo Price List'!B:D,3,FALSE)","v":{"v":13071,"d":"£13,071.00"}},"PG3"]
[null,2207145,"Stratos GIGA2.0-D 80/1-13/M-1,5",{"$f":"VLOOKUP(B111,'Wilo Price List'!B:D,3,FALSE)","v":{"v":13561,"d":"£13,561.00"}},"PG3"]
[]
[null,2207151,"Stratos GIGA2.0-D 100/1-8/M-1,1",{"$f":"VLOOKUP(B113,'Wilo Price List'!B:D,3,FALSE)","v":{"v":14066,"d":"£14,066.00"}},"PG3"]
[null,2207150,"Stratos GIGA2.0-D 100/1-9/M-1,5",{"$f":"VLOOKUP(B114,'Wilo Price List'!B:D,3,FALSE)","v":{"v":14066,"d":"£14,066.00"}},"PG3"]

{"sheet":"ISAR","index":20,"n_rows":46,"n_cols":9,"rows_kept":46,"merged":[[1,1,2,6],[1,8,2,9]]}
[]
[null,"ISAR Sce",{"$nulls":6},"Home"]
[]
[]
[null,"Article No. \n(or variant)","Article description","Type \n(Pump / Accessory / Spare Part / Addon / Service)","Product range","List Price","Price group"]
[null,29993549,"ISAR MODH1-2CH1-L-202/SCe","2 Pump","SCe-HVAC system",{"$f":"VLOOKUP(B6,'Wilo Price List'!B2:E44007,3,FALSE)","v":{"v":10716,"d":"£10,716"}},"PG06"]
[null,29993550,"ISAR MODH1-2CH1-L-203/SCe","2 Pump","SCe-HVAC system",{"$f":"VLOOKUP(B7,'Wilo Price List'!B3:E44008,3,FALSE)","v":{"v":10776,"d":"£10,776"}},"PG06"]
[null,29993551,"ISAR MODH1-2CH1-L-204/SCe","2 Pump","SCe-HVAC system",{"$f":"VLOOKUP(B8,'Wilo Price List'!B4:E44009,3,FALSE)","v":{"v":10928,"d":"£10,928"}},"PG06"]
[null,29993552,"ISAR MODH1-2CH1-L-205/SCe","2 Pump","SCe-HVAC system",{"$f":"VLOOKUP(B9,'Wilo Price List'!B5:E44010,3,FALSE)","v":{"v":11085,"d":"£11,085"}},"PG06"]
[null,29993553,"ISAR MODH1-2CH1-L-206/SCe","2 Pump","SCe-HVAC system",{"$f":"VLOOKUP(B10,'Wilo Price List'!B6:E44011,3,FALSE)","v":{"v":11257,"d":"£11,257"}},"PG06"]
[null,29993554,"ISAR MODH1-2CH1-L-207/SCe","2 Pump","SCe-HVAC system",{"$f":"VLOOKUP(B11,'Wilo Price List'!B7:E44012,3,FALSE)","v":{"v":11426,"d":"£11,426"}},"PG06"]
[null,29993555,"ISAR MODH1-2CH1-L-402/SCe","2 Pump","SCe-HVAC system",{"$f":"VLOOKUP(B12,'Wilo Price List'!B8:E44013,3,FALSE)","v":{"v":10790,"d":"£10,790"}},"PG06"]
[null,29993556,"ISAR MODH1-2CH1-L-403/SCe","2 Pump","SCe-HVAC system",{"$f":"VLOOKUP(B13,'Wilo Price List'!B9:E44014,3,FALSE)","v":{"v":10826,"d":"£10,826"}},"PG06"]
[null,29993557,"ISAR MODH1-2CH1-L-404/SCe","2 Pump","SCe-HVAC system",{"$f":"VLOOKUP(B14,'Wilo Price List'!B10:E44015,3,FALSE)","v":{"v":11004,"d":"£11,004"}},"PG06"]
[null,29993558,"ISAR MODH1-2CH1-L-405/SCe","2 Pump","SCe-HVAC system",{"$f":"VLOOKUP(B15,'Wilo Price List'!B11:E44016,3,FALSE)","v":{"v":11193,"d":"£11,193"}},"PG06"]
[null,29993559,"ISAR MODH1-2CH1-L-406/SCe","2 Pump","SCe-HVAC system",{"$f":"VLOOKUP(B16,'Wilo Price List'!B12:E44017,3,FALSE)","v":{"v":11290,"d":"£11,290"}},"PG06"]
[null,29993560,"ISAR MODH1-2CH1-L-407/SCe","2 Pump","SCe-HVAC system",{"$f":"VLOOKUP(B17,'Wilo Price List'!B13:E44018,3,FALSE)","v":{"v":12200,"d":"£12,200"}},"PG06"]
[null,29993561,"ISAR MODH1-2CH1-L-602/SCe","2 Pump","SCe-HVAC system",{"$f":"VLOOKUP(B18,'Wilo Price List'!B14:E44019,3,FALSE)","v":{"v":10938,"d":"£10,938"}},"PG06"]
[null,29993562,"ISAR MODH1-2CH1-L-603/SCe","2 Pump","SCe-HVAC system",{"$f":"VLOOKUP(B19,'Wilo Price List'!B15:E44020,3,FALSE)","v":{"v":11280,"d":"£11,280"}},"PG06"]
[null,29993563,"ISAR MODH1-2CH1-L-604/SCe","2 Pump","SCe-HVAC system",{"$f":"VLOOKUP(B20,'Wilo Price List'!B16:E44021,3,FALSE)","v":{"v":12035,"d":"£12,035"}},"PG06"]
[null,29993564,"ISAR MODH1-2CH1-L-605/SCe","2 Pump","SCe-HVAC system",{"$f":"VLOOKUP(B21,'Wilo Price List'!B17:E44022,3,FALSE)","v":{"v":12373,"d":"£12,373"}},"PG06"]
[null,29993565,"ISAR MODH1-2CH1-L-1002/SCe","2 Pump","SCe-HVAC system",{"$f":"VLOOKUP(B22,'Wilo Price List'!B18:E44023,3,FALSE)","v":{"v":12255,"d":"£12,255"}},"PG06"]
[null,29993566,"ISAR MODH1-2CH1-L-1003/SCe","2 Pump","SCe-HVAC system",{"$f":"VLOOKUP(B23,'Wilo Price List'!B19:E44024,3,FALSE)","v":{"v":12602,"d":"£12,602"}},"PG06"]
[null,29993567,"ISAR MODH1-2CH1-L-1004/SCe","2 Pump","SCe-HVAC system",{"$f":"VLOOKUP(B24,'Wilo Price List'!B20:E44025,3,FALSE)","v":{"v":12801,"d":"£12,801"}},"PG06"]
[null,29993568,"ISAR MODH1-2CH1-L-1005/SCe","2 Pump","SCe-HVAC system",{"$f":"VLOOKUP(B25,'Wilo Price List'!B21:E44026,3,FALSE)","v":{"v":14272,"d":"£14,272"}},"PG06"]
[]
[null,29993573,"ISAR MODH1-3CH1-L-202/SCe","3 Pump","SCe-HVAC system",{"$f":"VLOOKUP(B27,'Wilo Price List'!B23:E44028,3,FALSE)","v":{"v":14068,"d":"£14,068"}},"PG06"]
[null,29993574,"ISAR MODH1-3CH1-L-203/SCe","3 Pump","SCe-HVAC system",{"$f":"VLOOKUP(B28,'Wilo Price List'!B24:E44029,3,FALSE)","v":{"v":14159,"d":"£14,159"}},"PG06"]
[null,29993575,"ISAR MODH1-3CH1-L-204/SCe","3 Pump","SCe-HVAC system",{"$f":"VLOOKUP(B29,'Wilo Price List'!B25:E44030,3,FALSE)","v":{"v":14387,"d":"£14,387"}},"PG06"]
[null,29993576,"ISAR MODH1-3CH1-L-205/SCe","3 Pump","SCe-HVAC system",{"$f":"VLOOKUP(B30,'Wilo Price List'!B26:E44031,3,FALSE)","v":{"v":14622,"d":"£14,622"}},"PG06"]
[null,29993577,"ISAR MODH1-3CH1-L-206/SCe","3 Pump","SCe-HVAC system",{"$f":"VLOOKUP(B31,'Wilo Price List'!B27:E44032,3,FALSE)","v":{"v":14880,"d":"£14,880"}},"PG06"]
[null,29993578,"ISAR MODH1-3CH1-L-207/SCe","3 Pump","SCe-HVAC system",{"$f":"VLOOKUP(B32,'Wilo Price List'!B28:E44033,3,FALSE)","v":{"v":15132,"d":"£15,132"}},"PG06"]
[null,29993579,"ISAR MODH1-3CH1-L-402/SCe","3 Pump","SCe-HVAC system",{"$f":"VLOOKUP(B33,'Wilo Price List'!B29:E44034,3,FALSE)","v":{"v":14112,"d":"£14,112"}},"PG06"]
[null,29993580,"ISAR MODH1-3CH1-L-403/SCe","3 Pump","SCe-HVAC system",{"$f":"VLOOKUP(B34,'Wilo Price List'!B30:E44035,3,FALSE)","v":{"v":14219,"d":"£14,219"}},"PG06"]
[null,29993581,"ISAR MODH1-3CH1-L-404/SCe","3 Pump","SCe-HVAC system",{"$f":"VLOOKUP(B35,'Wilo Price List'!B31:E44036,3,FALSE)","v":{"v":14433,"d":"£14,433"}},"PG06"]
[null,29993582,"ISAR MODH1-3CH1-L-405/SCe","3 Pump","SCe-HVAC system",{"$f":"VLOOKUP(B36,'Wilo Price List'!B32:E44037,3,FALSE)","v":{"v":14742,"d":"£14,742"}},"PG06"]
[null,29993583,"ISAR MODH1-3CH1-L-406/SCe","3 Pump","SCe-HVAC system",{"$f":"VLOOKUP(B37,'Wilo Price List'!B33:E44038,3,FALSE)","v":{"v":15147,"d":"£15,147"}},"PG06"]
[null,29993584,"ISAR MODH1-3CH1-L-407/SCe","3 Pump","SCe-HVAC system",{"$f":"VLOOKUP(B38,'Wilo Price List'!B34:E44039,3,FALSE)","v":{"v":15497,"d":"£15,497"}},"PG06"]
[null,29993585,"ISAR MODH1-3CH1-L-602/SCe","3 Pump","SCe-HVAC system",{"$f":"VLOOKUP(B39,'Wilo Price List'!B35:E44040,3,FALSE)","v":{"v":14149,"d":"£14,149"}},"PG06"]
[null,29993586,"ISAR MODH1-3CH1-L-603/SCe","3 Pump","SCe-HVAC system",{"$f":"VLOOKUP(B40,'Wilo Price List'!B36:E44041,3,FALSE)","v":{"v":14376,"d":"£14,376"}},"PG06"]
[]
[null,29993588,"ISAR MODH1-3CH1-L-605/SCe","3 Pump","SCe-HVAC system",{"$f":"VLOOKUP(B42,'Wilo Price List'!B38:E44043,3,FALSE)","v":{"v":15264,"d":"£15,264"}},"PG06"]
[null,29993589,"ISAR MODH1-3CH1-L-1002/SCe","3 Pump","SCe-HVAC system",{"$f":"VLOOKUP(B43,'Wilo Price List'!B39:E44044,3,FALSE)","v":{"v":15581,"d":"£15,581"}},"PG06"]
[null,29993590,"ISAR MODH1-3CH1-L-1003/SCe","3 Pump","SCe-HVAC system",{"$f":"VLOOKUP(B44,'Wilo Price List'!B40:E44045,3,FALSE)","v":{"v":16101,"d":"£16,101"}},"PG06"]
[null,29993591,"ISAR MODH1-3CH1-L-1004/SCe","3 Pump","SCe-HVAC system",{"$f":"VLOOKUP(B45,'Wilo Price List'!B41:E44046,3,FALSE)","v":{"v":16398,"d":"£16,398"}},"PG06"]
[null,29993592,"ISAR MODH1-3CH1-L-1005/SCe","3 Pump","SCe-HVAC system",{"$f":"VLOOKUP(B46,'Wilo Price List'!B42:E44047,3,FALSE)","v":{"v":18504,"d":"£18,504"}},"PG06"]

{"sheet":"Si Boost","index":21,"n_rows":37,"n_cols":9,"rows_kept":37,"merged":[[1,1,2,6],[1,8,2,9]]}
[]
[null,"SI Boost",{"$nulls":6},"Home"]
[]
[]
[null,"Article No. \n(or variant)","Article description","Type \n(Pump / Accessory / Spare Part / Addon / Service)","Product range","List Price","Price group"]
[]
[null,29990227,"SIBOOST SMART 2 HELIX VE 1602","1 Pump","SIBOOST-System",{"$f":"VLOOKUP(B7,'Wilo Price List'!B:E,3,FALSE)","v":{"v":17913,"d":"£17,913"}},"PG6"]
[null,29990231,"SIBOOST SMART 3 HELIX VE 1602","1 Pump","SIBOOST-System",{"$f":"VLOOKUP(B8,'Wilo Price List'!B:E,3,FALSE)","v":{"v":25810,"d":"£25,810"}},"PG6"]
[null,29990235,"SIBOOST SMART 4 HELIX VE 1602","1 Pump","SIBOOST-System",{"$f":"VLOOKUP(B9,'Wilo Price List'!B:E,3,FALSE)","v":{"v":33015,"d":"£33,015"}},"PG6"]
[]
[null,29990228,"SIBOOST SMART 2 HELIX VE 1603-4","1 Pump","SIBOOST-System",{"$f":"VLOOKUP(B11,'Wilo Price List'!B:E,3,FALSE)","v":{"v":19607,"d":"£19,607"}},"PG6"]
[null,29990232,"SIBOOST SMART 3 HELIX VE 1603-4","1 Pump","SIBOOST-System",{"$f":"VLOOKUP(B12,'Wilo Price List'!B:E,3,FALSE)","v":{"v":28349,"d":"£28,349"}},"PG6"]
[null,29990236,"SIBOOST SMART 4 HELIX VE 1603-4","1 Pump","SIBOOST-System",{"$f":"VLOOKUP(B13,'Wilo Price List'!B:E,3,FALSE)","v":{"v":36401,"d":"£36,401"}},"PG6"]
[]
[null,29990229,"SIBOOST SMART 2 HELIX VE 1605","1 Pump","SIBOOST-System",{"$f":"VLOOKUP(B15,'Wilo Price List'!B:E,3,FALSE)","v":{"v":25120,"d":"£25,120"}},"PG6"]
[null,29990233,"SIBOOST SMART 3 HELIX VE 1605","1 Pump","SIBOOST-System",{"$f":"VLOOKUP(B16,'Wilo Price List'!B:E,3,FALSE)","v":{"v":36581,"d":"£36,581"}},"PG6"]
[null,29990237,"SIBOOST SMART 4 HELIX VE 1605","1 Pump","SIBOOST-System",{"$f":"VLOOKUP(B17,'Wilo Price List'!B:E,3,FALSE)","v":{"v":47467,"d":"£47,467"}},"PG6"]
[]
[null,29990230,"SIBOOST SMART 2 HELIX VE 1606","1 Pump","SIBOOST-System",{"$f":"VLOOKUP(B19,'Wilo Price List'!B:E,3,FALSE)","v":{"v":25708,"d":"£25,708"}},"PG6"]
[null,29990234,"SIBOOST SMART 3 HELIX VE 1606","1 Pump","SIBOOST-System",{"$f":"VLOOKUP(B20,'Wilo Price List'!B:E,3,FALSE)","v":{"v":37461,"d":"£37,461"}},"PG6"]
[null,29990238,"SIBOOST SMART 4 HELIX VE 1606","1 Pump","SIBOOST-System",{"$f":"VLOOKUP(B21,'Wilo Price List'!B:E,3,FALSE)","v":{"v":48641,"d":"£48,641"}},"PG6"]
[]
[null,29990239,"SIBOOST SMART 2 HELIX VE 2202","1 Pump","SIBOOST-System",{"$f":"VLOOKUP(B23,'Wilo Price List'!B:E,3,FALSE)","v":{"v":23577,"d":"£23,577"}},"PG6"]
[null,29990243,"SIBOOST SMART 3 HELIX VE 2202","1 Pump","SIBOOST-System",{"$f":"VLOOKUP(B24,'Wilo Price List'!B:E,3,FALSE)","v":{"v":34829,"d":"£34,829"}},"PG6"]
[null,29990247,"SIBOOST SMART 4 HELIX VE 2202","1 Pump","SIBOOST-System",{"$f":"VLOOKUP(B25,'Wilo Price List'!B:E,3,FALSE)","v":{"v":44499,"d":"£44,499"}},"PG6"]
[]
[null,29990240,"SIBOOST SMART 2 HELIX VE 2203","1 Pump","SIBOOST-System",{"$f":"VLOOKUP(B27,'Wilo Price List'!B:E,3,FALSE)","v":{"v":29003,"d":"£29,003"}},"PG6"]
[null,29990244,"SIBOOST SMART 3 HELIX VE 2203","1 Pump","SIBOOST-System",{"$f":"VLOOKUP(B28,'Wilo Price List'!B:E,3,FALSE)","v":{"v":42976,"d":"£42,976"}},"PG6"]
[null,29990248,"SIBOOST SMART 4 HELIX VE 2203","1 Pump","SIBOOST-System",{"$f":"VLOOKUP(B29,'Wilo Price List'!B:E,3,FALSE)","v":{"v":55360,"d":"£55,360"}},"PG6"]
[]
[null,29990241,"SIBOOST SMART 2 HELIX VE 2204","1 Pump","SIBOOST-System",{"$f":"VLOOKUP(B31,'Wilo Price List'!B:E,3,FALSE)","v":{"v":29144,"d":"£29,144"}},"PG6"]
[null,29990245,"SIBOOST SMART 3 HELIX VE 2204","1 Pump","SIBOOST-System",{"$f":"VLOOKUP(B32,'Wilo Price List'!B:E,3,FALSE)","v":{"v":43185,"d":"£43,185"}},"PG6"]
[null,29990249,"SIBOOST SMART 4 HELIX VE 2204","1 Pump","SIBOOST-System",{"$f":"VLOOKUP(B33,'Wilo Price List'!B:E,3,FALSE)","v":{"v":55637,"d":"£55,637"}},"PG6"]
[]
[null,29990242,"SIBOOST SMART 2 HELIX VE 2205","1 Pump","SIBOOST-System",{"$f":"VLOOKUP(B35,'Wilo Price List'!B:E,3,FALSE)","v":{"v":36506,"d":"£36,506"}},"PG6"]
[null,29990246,"SIBOOST SMART 3 HELIX VE 2205","1 Pump","SIBOOST-System",{"$f":"VLOOKUP(B36,'Wilo Price List'!B:E,3,FALSE)","v":{"v":54371,"d":"£54,371"}},"PG6"]
[null,29990250,"SIBOOST SMART 4 HELIX VE 2205","1 Pump","SIBOOST-System",{"$f":"VLOOKUP(B37,'Wilo Price List'!B:E,3,FALSE)","v":{"v":70278,"d":"£70,278"}},"PG6"]

{"sheet":"Si Boost 2.0","index":22,"n_rows":111,"n_cols":7,"rows_kept":111,"merged":[[1,1,2,4],[1,6,2,7]]}
[]
[null,"SI Boost 2.0",{"$nulls":4},"Home"]
[]
[{"$nulls":4},"PG6"]
[null,"Article No. \n(or variant)","Article description","List Price"]
[null,7000540,"SIBOOST2.0 SMART  2HELIX VE204",{"$f":"VLOOKUP(B6,'Wilo Price List'!B:E,3,FALSE)","v":{"v":15364,"d":"£15,364"}}]
[null,7000541,"SIBOOST2.0 SMART  3HELIX VE204",{"$f":"VLOOKUP(B7,'Wilo Price List'!B:E,3,FALSE)","v":{"v":20409,"d":"£20,409"}}]
[null,7000542,"SIBOOST2.0 SMART  4HELIX VE204",{"$f":"VLOOKUP(B8,'Wilo Price List'!B:E,3,FALSE)","v":{"v":25870,"d":"£25,870"}}]
[null,7000543,"SIBOOST2.0 SMART  2HELIX VE206",{"$f":"VLOOKUP(B9,'Wilo Price List'!B:E,3,FALSE)","v":{"v":15600,"d":"£15,600"}}]
[null,7000544,"SIBOOST2.0 SMART  3HELIX VE206",{"$f":"VLOOKUP(B10,'Wilo Price List'!B:E,3,FALSE)","v":{"v":20763,"d":"£20,763"}}]
[null,7000545,"SIBOOST2.0 SMART  4HELIX VE206",{"$f":"VLOOKUP(B11,'Wilo Price List'!B:E,3,FALSE)","v":{"v":26343,"d":"£26,343"}}]
[null,7000546,"SIBOOST2.0 SMART  2HELIX VE208",{"$f":"VLOOKUP(B12,'Wilo Price List'!B:E,3,FALSE)","v":{"v":15874,"d":"£15,874"}}]
[null,7000547,"SIBOOST2.0 SMART  3HELIX VE208",{"$f":"VLOOKUP(B13,'Wilo Price List'!B:E,3,FALSE)","v":{"v":21173,"d":"£21,173"}}]
[null,7000548,"SIBOOST2.0 SMART  4HELIX VE208",{"$f":"VLOOKUP(B14,'Wilo Price List'!B:E,3,FALSE)","v":{"v":26889,"d":"£26,889"}}]
[null,7000549,"SIBOOST2.0 SMART  2HELIX VE211",{"$f":"VLOOKUP(B15,'Wilo Price List'!B:E,3,FALSE)","v":{"v":16368,"d":"£16,368"}}]
[null,7000550,"SIBOOST2.0 SMART  3HELIX VE211",{"$f":"VLOOKUP(B16,'Wilo Price List'!B:E,3,FALSE)","v":{"v":21916,"d":"£21,916"}}]
[null,7000551,"SIBOOST2.0 SMART  4HELIX VE211",{"$f":"VLOOKUP(B17,'Wilo Price List'!B:E,3,FALSE)","v":{"v":27879,"d":"£27,879"}}]
[]
[null,7000552,"SIBOOST2.0 SMART  2HELIX VE403",{"$f":"VLOOKUP(B19,'Wilo Price List'!B:E,3,FALSE)","v":{"v":15281,"d":"£15,281"}}]
[null,7000553,"SIBOOST2.0 SMART  3HELIX VE403",{"$f":"VLOOKUP(B20,'Wilo Price List'!B:E,3,FALSE)","v":{"v":20348,"d":"£20,348"}}]
[null,7000554,"SIBOOST2.0 SMART  4HELIX VE403",{"$f":"VLOOKUP(B21,'Wilo Price List'!B:E,3,FALSE)","v":{"v":25839,"d":"£25,839"}}]
[null,7000555,"SIBOOST2.0 SMART  2HELIX VE404",{"$f":"VLOOKUP(B22,'Wilo Price List'!B:E,3,FALSE)","v":{"v":15385,"d":"£15,385"}}]
[null,7000556,"SIBOOST2.0 SMART  3HELIX VE404",{"$f":"VLOOKUP(B23,'Wilo Price List'!B:E,3,FALSE)","v":{"v":20500,"d":"£20,500"}}]
[null,7000557,"SIBOOST2.0 SMART  4HELIX VE404",{"$f":"VLOOKUP(B24,'Wilo Price List'!B:E,3,FALSE)","v":{"v":26048,"d":"£26,048"}}]
[null,7000558,"SIBOOST2.0 SMART  2HELIX VE405",{"$f":"VLOOKUP(B25,'Wilo Price List'!B:E,3,FALSE)","v":{"v":15650,"d":"£15,650"}}]
[null,7000559,"SIBOOST2.0 SMART  3HELIX VE405",{"$f":"VLOOKUP(B26,'Wilo Price List'!B:E,3,FALSE)","v":{"v":20901,"d":"£20,901"}}]
[null,7000560,"SIBOOST2.0 SMART  4HELIX VE405",{"$f":"VLOOKUP(B27,'Wilo Price List'!B:E,3,FALSE)","v":{"v":26577,"d":"£26,577"}}]
[null,7000561,"SIBOOST2.0 SMART  2HELIX VE407",{"$f":"VLOOKUP(B28,'Wilo Price List'!B:E,3,FALSE)","v":{"v":16077,"d":"£16,077"}}]
[null,7000562,"SIBOOST2.0 SMART  3HELIX VE407",{"$f":"VLOOKUP(B29,'Wilo Price List'!B:E,3,FALSE)","v":{"v":16185,"d":"£16,185"}}]
[null,7000563,"SIBOOST2.0 SMART  4HELIX VE407",{"$f":"VLOOKUP(B30,'Wilo Price List'!B:E,3,FALSE)","v":{"v":27432,"d":"£27,432"}}]
[null,7000564,"SIBOOST2.0 SMART  2HELIX VE410",{"$f":"VLOOKUP(B31,'Wilo Price List'!B:E,3,FALSE)","v":{"v":16445,"d":"£16,445"}}]
[null,7000565,"SIBOOST2.0 SMART  3HELIX VE410",{"$f":"VLOOKUP(B32,'Wilo Price List'!B:E,3,FALSE)","v":{"v":22094,"d":"£22,094"}}]
[null,7000566,"SIBOOST2.0 SMART  4HELIX VE410",{"$f":"VLOOKUP(B33,'Wilo Price List'!B:E,3,FALSE)","v":{"v":28168,"d":"£28,168"}}]
[]
[null,7000567,"SIBOOST2.0 SMART  2HELIX VE602",{"$f":"VLOOKUP(B35,'Wilo Price List'!B:E,3,FALSE)","v":{"v":15348,"d":"£15,348"}}]
[null,7000568,"SIBOOST2.0 SMART  3HELIX VE602",{"$f":"VLOOKUP(B36,'Wilo Price List'!B:E,3,FALSE)","v":{"v":20574,"d":"£20,574"}}]
[null,7000569,"SIBOOST2.0 SMART  4HELIX VE602",{"$f":"VLOOKUP(B37,'Wilo Price List'!B:E,3,FALSE)","v":{"v":25916,"d":"£25,916"}}]
[null,7000570,"SIBOOST2.0 SMART  2HELIX VE603",{"$f":"VLOOKUP(B38,'Wilo Price List'!B:E,3,FALSE)","v":{"v":15578,"d":"£15,578"}}]
[null,7000571,"SIBOOST2.0 SMART  3HELIX VE603",{"$f":"VLOOKUP(B39,'Wilo Price List'!B:E,3,FALSE)","v":{"v":20919,"d":"£20,919"}}]
[null,7000572,"SIBOOST2.0 SMART  4HELIX VE603",{"$f":"VLOOKUP(B40,'Wilo Price List'!B:E,3,FALSE)","v":{"v":26376,"d":"£26,376"}}]
[null,7000573,"SIBOOST2.0 SMART  2HELIX VE604",{"$f":"VLOOKUP(B41,'Wilo Price List'!B:E,3,FALSE)","v":{"v":15955,"d":"£15,955"}}]
[null,7000574,"SIBOOST2.0 SMART  3HELIX VE604",{"$f":"VLOOKUP(B42,'Wilo Price List'!B:E,3,FALSE)","v":{"v":21486,"d":"£21,486"}}]
[null,7000575,"SIBOOST2.0 SMART  4HELIX VE604",{"$f":"VLOOKUP(B43,'Wilo Price List'!B:E,3,FALSE)","v":{"v":27132,"d":"£27,132"}}]
[null,7000576,"SIBOOST2.0 SMART  2HELIX VE606",{"$f":"VLOOKUP(B44,'Wilo Price List'!B:E,3,FALSE)","v":{"v":16291,"d":"£16,291"}}]
[null,7000577,"SIBOOST2.0 SMART  3HELIX VE606",{"$f":"VLOOKUP(B45,'Wilo Price List'!B:E,3,FALSE)","v":{"v":21989,"d":"£21,989"}}]
[null,7000578,"SIBOOST2.0 SMART  4HELIX VE606",{"$f":"VLOOKUP(B46,'Wilo Price List'!B:E,3,FALSE)","v":{"v":27804,"d":"£27,804"}}]
[null,7000579,"SIBOOST2.0 SMART  2HELIX VE608",{"$f":"VLOOKUP(B47,'Wilo Price List'!B:E,3,FALSE)","v":{"v":16947,"d":"£16,947"}}]
[null,7000580,"SIBOOST2.0 SMART  3HELIX VE608",{"$f":"VLOOKUP(B48,'Wilo Price List'!B:E,3,FALSE)","v":{"v":22849,"d":"£22,849"}}]
[null,7000581,"SIBOOST2.0 SMART  4HELIX VE608",{"$f":"VLOOKUP(B49,'Wilo Price List'!B:E,3,FALSE)","v":{"v":28322,"d":"£28,322"}}]
[null,7000582,"SIBOOST2.0 SMART  2HELIX VE611",{"$f":"VLOOKUP(B50,'Wilo Price List'!B:E,3,FALSE)","v":{"v":17518,"d":"£17,518"}}]
[null,7000583,"SIBOOST2.0 SMART  3HELIX VE611",{"$f":"VLOOKUP(B51,'Wilo Price List'!B:E,3,FALSE)","v":{"v":23706,"d":"£23,706"}}]
[null,7000584,"SIBOOST2.0 SMART  4HELIX VE611",{"$f":"VLOOKUP(B52,'Wilo Price List'!B:E,3,FALSE)","v":{"v":29463,"d":"£29,463"}}]
[]
[null,7000585,"SIBOOST2.0 SMART  2 HELIX VE1002",{"$f":"VLOOKUP(B54,'Wilo Price List'!B:E,3,FALSE)","v":{"v":15915,"d":"£15,915"}}]
[null,7000586,"SIBOOST2.0 SMART  3 HELIX VE1002",{"$f":"VLOOKUP(B55,'Wilo Price List'!B:E,3,FALSE)","v":{"v":21198,"d":"£21,198"}}]
[null,7000587,"SIBOOST2.0 SMART  4 HELIX VE1002",{"$f":"VLOOKUP(B56,'Wilo Price List'!B:E,3,FALSE)","v":{"v":27017,"d":"£27,017"}}]
[null,7000588,"SIBOOST2.0 SMART  2 HELIX VE1003",{"$f":"VLOOKUP(B57,'Wilo Price List'!B:E,3,FALSE)","v":{"v":16301,"d":"£16,301"}}]
[null,7000589,"SIBOOST2.0 SMART  3 HELIX VE1003",{"$f":"VLOOKUP(B58,'Wilo Price List'!B:E,3,FALSE)","v":{"v":21776,"d":"£21,776"}}]
[null,7000590,"SIBOOST2.0 SMART  4 HELIX VE1003",{"$f":"VLOOKUP(B59,'Wilo Price List'!B:E,3,FALSE)","v":{"v":27787,"d":"£27,787"}}]
[null,7000591,"SIBOOST2.0 SMART  2 HELIX VE1004",{"$f":"VLOOKUP(B60,'Wilo Price List'!B:E,3,FALSE)","v":{"v":16563,"d":"£16,563"}}]
[null,7000592,"SIBOOST2.0 SMART  3 HELIX VE1004",{"$f":"VLOOKUP(B61,'Wilo Price List'!B:E,3,FALSE)","v":{"v":22170,"d":"£22,170"}}]
[null,7000593,"SIBOOST2.0 SMART  4 HELIX VE1004",{"$f":"VLOOKUP(B62,'Wilo Price List'!B:E,3,FALSE)","v":{"v":28313,"d":"£28,313"}}]
[null,7000594,"SIBOOST2.0 SMART  2 HELIX VE1005",{"$f":"VLOOKUP(B63,'Wilo Price List'!B:E,3,FALSE)","v":{"v":17133,"d":"£17,133"}}]
[null,7000595,"SIBOOST2.0 SMART  3 HELIX VE1005",{"$f":"VLOOKUP(B64,'Wilo Price List'!B:E,3,FALSE)","v":{"v":22902,"d":"£22,902"}}]
[null,7000596,"SIBOOST2.0 SMART  4 HELIX VE1005",{"$f":"VLOOKUP(B65,'Wilo Price List'!B:E,3,FALSE)","v":{"v":28660,"d":"£28,660"}}]
[null,7000597,"SIBOOST2.0 SMART  2 HELIX VE1006",{"$f":"VLOOKUP(B66,'Wilo Price List'!B:E,3,FALSE)","v":{"v":17358,"d":"£17,358"}}]
[null,7000598,"SIBOOST2.0 SMART  3 HELIX VE1006",{"$f":"VLOOKUP(B67,'Wilo Price List'!B:E,3,FALSE)","v":{"v":23238,"d":"£23,238"}}]
[null,7000599,"SIBOOST2.0 SMART  4 HELIX VE1006",{"$f":"VLOOKUP(B68,'Wilo Price List'!B:E,3,FALSE)","v":{"v":29109,"d":"£29,109"}}]
[null,7000600,"SIBOOST2.0 SMART  2 HELIX VE1009",{"$f":"VLOOKUP(B69,'Wilo Price List'!B:E,3,FALSE)","v":{"v":20279,"d":"£20,279"}}]
[null,7000601,"SIBOOST2.0 SMART  3 HELIX VE1009",{"$f":"VLOOKUP(B70,'Wilo Price List'!B:E,3,FALSE)","v":{"v":27653,"d":"£27,653"}}]
[null,7000602,"SIBOOST2.0 SMART  4 HELIX VE1009",{"$f":"VLOOKUP(B71,'Wilo Price List'!B:E,3,FALSE)","v":{"v":35013,"d":"£35,013"}}]
[]
[null,7000606,"SIBOOST2.0 SMART  2 HELIX VE1602",{"$f":"VLOOKUP(B73,'Wilo Price List'!B:E,3,FALSE)","v":{"v":17018,"d":"£17,018"}}]
[null,7000607,"SIBOOST2.0 SMART  3 HELIX VE1602",{"$f":"VLOOKUP(B74,'Wilo Price List'!B:E,3,FALSE)","v":{"v":23805,"d":"£23,805"}}]
[null,7000608,"SIBOOST2.0 SMART  4 HELIX VE1602",{"$f":"VLOOKUP(B75,'Wilo Price List'!B:E,3,FALSE)","v":{"v":29247,"d":"£29,247"}}]
[null,7000609,"SIBOOST2.0 SMART  2 HELIX VE1603-3,0",{"$f":"VLOOKUP(B76,'Wilo Price List'!B:E,3,FALSE)","v":{"v":17207,"d":"£17,207"}}]
[null,7000610,"SIBOOST2.0 SMART  3 HELIX VE1603-3,0",{"$f":"VLOOKUP(B77,'Wilo Price List'!B:E,3,FALSE)","v":{"v":24089,"d":"£24,089"}}]
[null,7000611,"SIBOOST2.0 SMART  4 HELIX VE1603-3,0",{"$f":"VLOOKUP(B78,'Wilo Price List'!B:E,3,FALSE)","v":{"v":29626,"d":"£29,626"}}]
[null,7000612,"SIBOOST2.0 SMART  2 HELIX VE1603-4,0",{"$f":"VLOOKUP(B79,'Wilo Price List'!B:E,3,FALSE)","v":{"v":17336,"d":"£17,336"}}]
[null,7000613,"SIBOOST2.0 SMART  3 HELIX VE1603-4,0",{"$f":"VLOOKUP(B80,'Wilo Price List'!B:E,3,FALSE)","v":{"v":24281,"d":"£24,281"}}]
[null,7000614,"SIBOOST2.0 SMART  4 HELIX VE1603-4,0",{"$f":"VLOOKUP(B81,'Wilo Price List'!B:E,3,FALSE)","v":{"v":29882,"d":"£29,882"}}]
[null,7000615,"SIBOOST2.0 SMART  2 HELIX VE1605",{"$f":"VLOOKUP(B82,'Wilo Price List'!B:E,3,FALSE)","v":{"v":20091,"d":"£20,091"}}]
[null,7000616,"SIBOOST2.0 SMART  3 HELIX VE1605",{"$f":"VLOOKUP(B83,'Wilo Price List'!B:E,3,FALSE)","v":{"v":29090,"d":"£29,090"}}]
[null,7000617,"SIBOOST2.0 SMART  4 HELIX VE1605",{"$f":"VLOOKUP(B84,'Wilo Price List'!B:E,3,FALSE)","v":{"v":35454,"d":"£35,454"}}]
[null,7000618,"SIBOOST2.0 SMART  2 HELIX VE1606",{"$f":"VLOOKUP(B85,'Wilo Price List'!B:E,3,FALSE)","v":{"v":20203,"d":"£20,203"}}]
[null,7000619,"SIBOOST2.0 SMART  3 HELIX VE1606",{"$f":"VLOOKUP(B86,'Wilo Price List'!B:E,3,FALSE)","v":{"v":28615,"d":"£28,615"}}]
[null,7000620,"SIBOOST2.0 SMART  4 HELIX VE1606",{"$f":"VLOOKUP(B87,'Wilo Price List'!B:E,3,FALSE)","v":{"v":35679,"d":"£35,679"}}]
[]
[null,7000621,"SIBOOST2.0 SMART  2 HELIX VE2202-3,0",{"$f":"VLOOKUP(B89,'Wilo Price List'!B:E,3,FALSE)","v":{"v":32658,"d":"£32,658"}}]
[null,7000622,"SIBOOST2.0 SMART  3 HELIX VE2202-3,0",{"$f":"VLOOKUP(B90,'Wilo Price List'!B:E,3,FALSE)","v":{"v":32936,"d":"£32,936"}}]
[null,7000623,"SIBOOST2.0 SMART  4 HELIX VE2202-3,0",{"$f":"VLOOKUP(B91,'Wilo Price List'!B:E,3,FALSE)","v":{"v":40231,"d":"£40,231"}}]
[null,7000624,"SIBOOST2.0 SMART  2 HELIX VE2202-4,0",{"$f":"VLOOKUP(B92,'Wilo Price List'!B:E,3,FALSE)","v":{"v":33175,"d":"£33,175"}}]
[null,7000625,"SIBOOST2.0 SMART  3 HELIX VE2202-4,0",{"$f":"VLOOKUP(B93,'Wilo Price List'!B:E,3,FALSE)","v":{"v":33771,"d":"£33,771"}}]
[null,7000626,"SIBOOST2.0 SMART  4 HELIX VE2202-4,0",{"$f":"VLOOKUP(B94,'Wilo Price List'!B:E,3,FALSE)","v":{"v":42567,"d":"£42,567"}}]
[null,7000627,"SIBOOST2.0 SMART  2 HELIX VE2203",{"$f":"VLOOKUP(B95,'Wilo Price List'!B:E,3,FALSE)","v":{"v":35757,"d":"£35,757"}}]
[null,7000628,"SIBOOST2.0 SMART  3 HELIX VE2203",{"$f":"VLOOKUP(B96,'Wilo Price List'!B:E,3,FALSE)","v":{"v":37112,"d":"£37,112"}}]
[null,7000629,"SIBOOST2.0 SMART  4 HELIX VE2203",{"$f":"VLOOKUP(B97,'Wilo Price List'!B:E,3,FALSE)","v":{"v":48153,"d":"£48,153"}}]
[null,7000630,"SIBOOST2.0 SMART  2 HELIX VE2204",{"$f":"VLOOKUP(B98,'Wilo Price List'!B:E,3,FALSE)","v":{"v":35797,"d":"£35,797"}}]
[null,7000631,"SIBOOST2.0 SMART  3 HELIX VE2204",{"$f":"VLOOKUP(B99,'Wilo Price List'!B:E,3,FALSE)","v":{"v":37450,"d":"£37,450"}}]
[null,7000632,"SIBOOST2.0 SMART  4 HELIX VE2204",{"$f":"VLOOKUP(B100,'Wilo Price List'!B:E,3,FALSE)","v":{"v":48951,"d":"£48,951"}}]
[]
[null,7000633,"SIBOOST2.0 SMART  2 HELIX VE3602-5,5",{"$f":"VLOOKUP(B102,'Wilo Price List'!B:E,3,FALSE)","v":{"v":29818,"d":"£29,818"}}]
[null,7000634,"SIBOOST2.0 SMART  3 HELIX VE3602-5,5",{"$f":"VLOOKUP(B103,'Wilo Price List'!B:E,3,FALSE)","v":{"v":42094,"d":"£42,094"}}]
[null,7000635,"SIBOOST2.0 SMART  4 HELIX VE3602-5,5",{"$f":"VLOOKUP(B104,'Wilo Price List'!B:E,3,FALSE)","v":{"v":53596,"d":"£53,596"}}]
[null,7000636,"SIBOOST2.0 SMART  2 HELIX VE3602-7,5",{"$f":"VLOOKUP(B105,'Wilo Price List'!B:E,3,FALSE)","v":{"v":31010,"d":"£31,010"}}]
[null,7000637,"SIBOOST2.0 SMART  3 HELIX VE3602-7,5",{"$f":"VLOOKUP(B106,'Wilo Price List'!B:E,3,FALSE)","v":{"v":43286,"d":"£43,286"}}]
[null,7000638,"SIBOOST2.0 SMART  4 HELIX VE3602-7,5",{"$f":"VLOOKUP(B107,'Wilo Price List'!B:E,3,FALSE)","v":{"v":55618,"d":"£55,618"}}]
[]
[null,7000639,"SIBOOST2.0 SMART  2 HELIX VE5202",{"$f":"VLOOKUP(B109,'Wilo Price List'!B:E,3,FALSE)","v":{"v":32841,"d":"£32,841"}}]
[null,7000640,"SIBOOST2.0 SMART  3 HELIX VE5202",{"$f":"VLOOKUP(B110,'Wilo Price List'!B:E,3,FALSE)","v":{"v":45670,"d":"£45,670"}}]
[null,7000641,"SIBOOST2.0 SMART  4 HELIX VE5202",{"$f":"VLOOKUP(B111,'Wilo Price List'!B:E,3,FALSE)","v":{"v":63286,"d":"£63,286"}}]

{"sheet":"Si Boost PC 2.0","index":23,"n_rows":61,"n_cols":7,"rows_kept":61,"merged":[[1,1,2,4],[1,6,2,7]]}
[]
[null,"SI Boost PC 2.0",{"$nulls":4},"Home"]
[]
[{"$nulls":4},"PG6"]
[null,"Article No. \n(or variant)","Article description","List Price"]
[null,7000726,"SIBOOST PC  2HELIX2.0 VE 204",{"$f":"VLOOKUP(B6,'Wilo Price List'!B:E,3,FALSE)","v":{"v":10954,"d":"£10,954"}}]
[null,7000727,"SIBOOST PC  3HELIX2.0 VE 204",{"$f":"VLOOKUP(B7,'Wilo Price List'!B:E,3,FALSE)","v":{"v":15999,"d":"£15,999"}}]
[null,7000728,"SIBOOST PC  2HELIX2.0 VE 206",{"$f":"VLOOKUP(B8,'Wilo Price List'!B:E,3,FALSE)","v":{"v":11190,"d":"£11,190"}}]
[null,7000729,"SIBOOST PC 3HELIX2.0 VE 206",{"$f":"VLOOKUP(B9,'Wilo Price List'!B:E,3,FALSE)","v":{"v":16353,"d":"£16,353"}}]
[null,7000730,"SIBOOST PC 2HELIX2.0 VE 208",{"$f":"VLOOKUP(B10,'Wilo Price List'!B:E,3,FALSE)","v":{"v":11464,"d":"£11,464"}}]
[null,7000731,"SIBOOST PC  3HELIX2.0 VE 208",{"$f":"VLOOKUP(B11,'Wilo Price List'!B:E,3,FALSE)","v":{"v":16763,"d":"£16,763"}}]
[null,7000732,"SIBOOST PC 2HELIX2.0 VE 211",{"$f":"VLOOKUP(B12,'Wilo Price List'!B:E,3,FALSE)","v":{"v":11958,"d":"£11,958"}}]
[null,7000733,"SIBOOST PC  3HELIX2.0 VE 211",{"$f":"VLOOKUP(B13,'Wilo Price List'!B:E,3,FALSE)","v":{"v":17506,"d":"£17,506"}}]
[]
[null,7000734,"SIBOOST PC  2HELIX2.0 VE 403",{"$f":"VLOOKUP(B15,'Wilo Price List'!B:E,3,FALSE)","v":{"v":10871,"d":"£10,871"}}]
[null,7000735,"SIBOOST PC  3HELIX2.0 VE 403",{"$f":"VLOOKUP(B16,'Wilo Price List'!B:E,3,FALSE)","v":{"v":15938,"d":"£15,938"}}]
[null,7000736,"SIBOOST PC  2HELIX2.0 VE 404",{"$f":"VLOOKUP(B17,'Wilo Price List'!B:E,3,FALSE)","v":{"v":10975,"d":"£10,975"}}]
[null,7000737,"SIBOOST PC  3HELIX2.0 VE 404",{"$f":"VLOOKUP(B18,'Wilo Price List'!B:E,3,FALSE)","v":{"v":16090,"d":"£16,090"}}]
[null,7000738,"SIBOOST PC  2HELIX2.0 VE 405",{"$f":"VLOOKUP(B19,'Wilo Price List'!B:E,3,FALSE)","v":{"v":11240,"d":"£11,240"}}]
[null,7000739,"SIBOOST PC  3HELIX2.0 VE 405",{"$f":"VLOOKUP(B20,'Wilo Price List'!B:E,3,FALSE)","v":{"v":16491,"d":"£16,491"}}]
[null,7000740,"SIBOOST PC  2HELIX2.0 VE 407",{"$f":"VLOOKUP(B21,'Wilo Price List'!B:E,3,FALSE)","v":{"v":11667,"d":"£11,667"}}]
[null,7000741,"SIBOOST PC  3HELIX2.0 VE 407",{"$f":"VLOOKUP(B22,'Wilo Price List'!B:E,3,FALSE)","v":{"v":11775,"d":"£11,775"}}]
[null,7000742,"SIBOOST PC  2HELIX2.0 VE 410",{"$f":"VLOOKUP(B23,'Wilo Price List'!B:E,3,FALSE)","v":{"v":12035,"d":"£12,035"}}]
[null,7000743,"SIBOOST PC  3HELIX2.0 VE 410",{"$f":"VLOOKUP(B24,'Wilo Price List'!B:E,3,FALSE)","v":{"v":17684,"d":"£17,684"}}]
[]
[null,7000744,"SIBOOST PC  2HELIX2.0 VE 602",{"$f":"VLOOKUP(B26,'Wilo Price List'!B:E,3,FALSE)","v":{"v":10938,"d":"£10,938"}}]
[null,7000745,"SIBOOST PC  3HELIX2.0 VE 602",{"$f":"VLOOKUP(B27,'Wilo Price List'!B:E,3,FALSE)","v":{"v":16164,"d":"£16,164"}}]
[null,7000746,"SIBOOST PC  2HELIX2.0 VE 603",{"$f":"VLOOKUP(B28,'Wilo Price List'!B:E,3,FALSE)","v":{"v":11168,"d":"£11,168"}}]
[null,7000747,"SIBOOST PC  3HELIX2.0 VE 603",{"$f":"VLOOKUP(B29,'Wilo Price List'!B:E,3,FALSE)","v":{"v":16509,"d":"£16,509"}}]
[null,7000748,"SIBOOST PC  2HELIX2.0 VE 604",{"$f":"VLOOKUP(B30,'Wilo Price List'!B:E,3,FALSE)","v":{"v":11545,"d":"£11,545"}}]
[null,7000749,"SIBOOST PC  3HELIX2.0 VE 604",{"$f":"VLOOKUP(B31,'Wilo Price List'!B:E,3,FALSE)","v":{"v":17076,"d":"£17,076"}}]
[null,7000750,"SIBOOST PC  2HELIX2.0 VE 606",{"$f":"VLOOKUP(B32,'Wilo Price List'!B:E,3,FALSE)","v":{"v":11881,"d":"£11,881"}}]
[null,7000751,"SIBOOST PC  3HELIX2.0 VE 606",{"$f":"VLOOKUP(B33,'Wilo Price List'!B:E,3,FALSE)","v":{"v":17579,"d":"£17,579"}}]
[null,7000752,"SIBOOST PC  2HELIX2.0 VE 608",{"$f":"VLOOKUP(B34,'Wilo Price List'!B:E,3,FALSE)","v":{"v":12537,"d":"£12,537"}}]
[null,7000753,"SIBOOST PC  3HELIX2.0 VE 608",{"$f":"VLOOKUP(B35,'Wilo Price List'!B:E,3,FALSE)","v":{"v":18439,"d":"£18,439"}}]
[null,7000754,"SIBOOST PC  2HELIX2.0 VE 611",{"$f":"VLOOKUP(B36,'Wilo Price List'!B:E,3,FALSE)","v":{"v":13108,"d":"£13,108"}}]
[null,7000755,"SIBOOST PC  3HELIX2.0 VE 611",{"$f":"VLOOKUP(B37,'Wilo Price List'!B:E,3,FALSE)","v":{"v":19296,"d":"£19,296"}}]
[]
[null,7000756,"SIBOOST PC  2HELIX2.0 VE 1002",{"$f":"VLOOKUP(B39,'Wilo Price List'!B:E,3,FALSE)","v":{"v":11505,"d":"£11,505"}}]
[null,7000757,"SIBOOST PC  3HELIX2.0 VE 1002",{"$f":"VLOOKUP(B40,'Wilo Price List'!B:E,3,FALSE)","v":{"v":16788,"d":"£16,788"}}]
[null,7000758,"SIBOOST PC  2HELIX2.0 VE 1003",{"$f":"VLOOKUP(B41,'Wilo Price List'!B:E,3,FALSE)","v":{"v":11891,"d":"£11,891"}}]
[null,7000759,"SIBOOST PC  3HELIX2.0 VE 1003",{"$f":"VLOOKUP(B42,'Wilo Price List'!B:E,3,FALSE)","v":{"v":17366,"d":"£17,366"}}]
[null,7000760,"SIBOOST PC  2HELIX2.0 VE 1004",{"$f":"VLOOKUP(B43,'Wilo Price List'!B:E,3,FALSE)","v":{"v":12153,"d":"£12,153"}}]
[null,7000761,"SIBOOST PC  3HELIX2.0 VE 1004",{"$f":"VLOOKUP(B44,'Wilo Price List'!B:E,3,FALSE)","v":{"v":17760,"d":"£17,760"}}]
[null,7000762,"SIBOOST PC  2HELIX2.0 VE 1005",{"$f":"VLOOKUP(B45,'Wilo Price List'!B:E,3,FALSE)","v":{"v":12723,"d":"£12,723"}}]
[null,7000763,"SIBOOST PC  3HELIX2.0 VE 1005",{"$f":"VLOOKUP(B46,'Wilo Price List'!B:E,3,FALSE)","v":{"v":18492,"d":"£18,492"}}]
[null,7000764,"SIBOOST PC  2HELIX2.0 VE 1006",{"$f":"VLOOKUP(B47,'Wilo Price List'!B:E,3,FALSE)","v":{"v":12948,"d":"£12,948"}}]
[null,7000765,"SIBOOST PC  3HELIX2.0 VE 1006",{"$f":"VLOOKUP(B48,'Wilo Price List'!B:E,3,FALSE)","v":{"v":18828,"d":"£18,828"}}]
[null,7000766,"SIBOOST PC  2HELIX2.0 VE 1009",{"$f":"VLOOKUP(B49,'Wilo Price List'!B:E,3,FALSE)","v":{"v":15869,"d":"£15,869"}}]
[null,7000767,"SIBOOST PC  3HELIX2.0 VE 1009",{"$f":"VLOOKUP(B50,'Wilo Price List'!B:E,3,FALSE)","v":{"v":23243,"d":"£23,243"}}]
[]
[null,7000768,"SIBOOST PC  2HELIX2.0 VE 1602",{"$f":"VLOOKUP(B52,'Wilo Price List'!B:E,3,FALSE)","v":{"v":12608,"d":"£12,608"}}]
[null,7000769,"SIBOOST PC  3HELIX2.0 VE 1602",{"$f":"VLOOKUP(B53,'Wilo Price List'!B:E,3,FALSE)","v":{"v":19395,"d":"£19,395"}}]
[null,7000770,"SIBOOST PC  2HELIX2.0 VE 1603-3.0",{"$f":"VLOOKUP(B54,'Wilo Price List'!B:E,3,FALSE)","v":{"v":12797,"d":"£12,797"}}]
[null,7000771,"SIBOOST PC  3HELIX2.0 VE 1603-3.0",{"$f":"VLOOKUP(B55,'Wilo Price List'!B:E,3,FALSE)","v":{"v":19679,"d":"£19,679"}}]
[null,7000772,"SIBOOST PC  2HELIX2.0 VE 1603-4.0",{"$f":"VLOOKUP(B56,'Wilo Price List'!B:E,3,FALSE)","v":{"v":12926,"d":"£12,926"}}]
[null,7000773,"SIBOOST PC  3HELIX2.0 VE 1603-4.0",{"$f":"VLOOKUP(B57,'Wilo Price List'!B:E,3,FALSE)","v":{"v":19871,"d":"£19,871"}}]
[null,7000774,"SIBOOST PC  2HELIX2.0 VE 1605",{"$f":"VLOOKUP(B58,'Wilo Price List'!B:E,3,FALSE)","v":{"v":15681,"d":"£15,681"}}]
[null,7000775,"SIBOOST PC  3HELIX2.0 VE 1605",{"$f":"VLOOKUP(B59,'Wilo Price List'!B:E,3,FALSE)","v":{"v":24680,"d":"£24,680"}}]
[null,7000776,"SIBOOST PC  2HELIX2.0 VE 1606",{"$f":"VLOOKUP(B60,'Wilo Price List'!B:E,3,FALSE)","v":{"v":15793,"d":"£15,793"}}]
[null,7000777,"SIBOOST PC  3HELIX2.0 VE 1606",{"$f":"VLOOKUP(B61,'Wilo Price List'!B:E,3,FALSE)","v":{"v":24205,"d":"£24,205"}}]

{"sheet":"Centrum","index":24,"n_rows":25,"n_cols":7,"rows_kept":25,"merged":[[1,1,2,4],[1,6,2,7]]}
[]
[null,"Centrum",{"$nulls":4},"Home"]
[]
[]
[null,"Article No. \n(or variant)","Article description","List Price","PG06"]
[null,29993227,"Wilo Centrum SV406",{"$f":"VLOOKUP(B6,'Wilo Price List'!B:D,3,FALSE)","v":{"v":3884,"d":"£3,884"}}]
[null,29993228,"Wilo Centrum SV408",{"$f":"VLOOKUP(B7,'Wilo Price List'!B:D,3,FALSE)","v":{"v":4050,"d":"£4,050"}}]
[null,29993229,"Wilo Centrum SV605",{"$f":"VLOOKUP(B8,'Wilo Price List'!B:D,3,FALSE)","v":{"v":3936,"d":"£3,936"}}]
[null,29993230,"Wilo Centrum SV608",{"$f":"VLOOKUP(B9,'Wilo Price List'!B:D,3,FALSE)","v":{"v":4286,"d":"£4,286"}}]
[null,29993231,"Wilo Centrum SV1004",{"$f":"VLOOKUP(B10,'Wilo Price List'!B:D,3,FALSE)","v":{"v":3928,"d":"£3,928"}}]
[null,29993232,"Wilo Centrum SV1006",{"$f":"VLOOKUP(B11,'Wilo Price List'!B:D,3,FALSE)","v":{"v":4081,"d":"£4,081"}}]
[]
[null,29993233,"Wilo Centrum DV406",{"$f":"VLOOKUP(B13,'Wilo Price List'!B:D,3,FALSE)","v":{"v":8476,"d":"£8,476"}}]
[null,29993234,"Wilo Centrum DV408",{"$f":"VLOOKUP(B14,'Wilo Price List'!B:D,3,FALSE)","v":{"v":8862,"d":"£8,862"}}]
[null,29993235,"Wilo Centrum DV605",{"$f":"VLOOKUP(B15,'Wilo Price List'!B:D,3,FALSE)","v":{"v":8625,"d":"£8,625"}}]
[null,29993236,"Wilo Centrum DV608",{"$f":"VLOOKUP(B16,'Wilo Price List'!B:D,3,FALSE)","v":{"v":9366,"d":"£9,366"}}]
[null,29993237,"Wilo Centrum DV1004",{"$f":"VLOOKUP(B17,'Wilo Price List'!B:D,3,FALSE)","v":{"v":8724,"d":"£8,724"}}]
[null,29993238,"Wilo Centrum DV1006",{"$f":"VLOOKUP(B18,'Wilo Price List'!B:D,3,FALSE)","v":{"v":9031,"d":"£9,031"}}]
[]
[null,29993239,"Wilo Centrum TV406",{"$f":"VLOOKUP(B20,'Wilo Price List'!B:D,3,FALSE)","v":{"v":12610,"d":"£12,610"}}]
[null,29993240,"Wilo Centrum TV408",{"$f":"VLOOKUP(B21,'Wilo Price List'!B:D,3,FALSE)","v":{"v":13234,"d":"£13,234"}}]
[null,29993241,"Wilo Centrum TV605",{"$f":"VLOOKUP(B22,'Wilo Price List'!B:D,3,FALSE)","v":{"v":12684,"d":"£12,684"}}]
[null,29993242,"Wilo Centrum TV608",{"$f":"VLOOKUP(B23,'Wilo Price List'!B:D,3,FALSE)","v":{"v":13783,"d":"£13,783"}}]
[null,29993243,"Wilo Centrum TV1004",{"$f":"VLOOKUP(B24,'Wilo Price List'!B:D,3,FALSE)","v":{"v":13379,"d":"£13,379"}}]
[null,29993244,"Wilo Centrum TV1006",{"$f":"VLOOKUP(B25,'Wilo Price List'!B:D,3,FALSE)","v":{"v":13824,"d":"£13,824"}}]

{"sheet":"ISAR Boost 5","index":25,"n_rows":13,"n_cols":7,"rows_kept":13,"merged":[[1,1,2,4],[1,6,2,7]]}
[]
[null,"Package Boosters and Tank",{"$nulls":4},"Home"]
[]
[]
[null,"Article No. \n(or variant)","Article description","List Price","Price group"]
[]
[null,4250016,"Wilo-Isar BOOST5-E-3-G        ",{"$f":"VLOOKUP(B7,'Wilo Price List'!B:D,3,FALSE)","v":{"v":1623,"d":"£1,623"}},"PG6"]
[null,4250017,"Wilo-Isar BOOST5-E-5-G        ",{"$f":"VLOOKUP(B8,'Wilo Price List'!B:D,3,FALSE)","v":{"v":2036,"d":"£2,036"}},"PG6"]
[null,"T150"]
[null,2815093,"Isar BOOST5 E3 T150",{"$f":"VLOOKUP(B10,'Wilo Price List'!B:D,3,FALSE)","v":{"v":3789,"d":"£3,789"}},"PG6"]
[null,2815094,"Isar BOOST5 E5 T150",{"$f":"VLOOKUP(B11,'Wilo Price List'!B:D,3,FALSE)","v":{"v":3944,"d":"£3,944"}},"PG6"]
[]
[null,4252615,"Electronic Expansion Board for Isar BOOST5",{"$f":"VLOOKUP(B13,'Wilo Price List'!B:D,3,FALSE)","v":{"v":103,"d":"£103"}},"PG14"]

{"sheet":"T Range","index":26,"n_rows":60,"n_cols":7,"rows_kept":60,"merged":[[1,1,2,4],[1,6,2,7]]}
[]
[null,"Package Boosters and Tank",{"$nulls":4},"Home"]
[]
[]
[null,"Article No. \n(or variant)","Article description","List Price","Price group"]
[null,"T90"]
[null,29993779,"ISAR MODH1-202/EC-EM-T90",{"$f":"VLOOKUP(B7,'Wilo Price List'!B6:E44007,3,FALSE)","v":{"v":6189,"d":"£6,189"}},"PG06"]
[null,29993780,"ISAR MODH1-203/EC-EM-T90",{"$f":"VLOOKUP(B8,'Wilo Price List'!B7:E44008,3,FALSE)","v":{"v":6220,"d":"£6,220"}},"PG06"]
[null,29993781,"ISAR MODH1-204/EC-EM-T90",{"$f":"VLOOKUP(B9,'Wilo Price List'!B8:E44009,3,FALSE)","v":{"v":6296,"d":"£6,296"}},"PG06"]
[null,29993782,"ISAR MODH1-205/EC-EM-T90",{"$f":"VLOOKUP(B10,'Wilo Price List'!B9:E44010,3,FALSE)","v":{"v":6343,"d":"£6,343"}},"PG06"]
[null,29993783,"ISAR MODH1-206/EC-EM-T90",{"$f":"VLOOKUP(B11,'Wilo Price List'!B10:E44011,3,FALSE)","v":{"v":6430,"d":"£6,430"}},"PG06"]
[null,29993784,"ISAR MODH1-207/EC-EM-T90",{"$f":"VLOOKUP(B12,'Wilo Price List'!B11:E44012,3,FALSE)","v":{"v":6516,"d":"£6,516"}},"PG06"]
[null,29993785,"ISAR MODH1-402/EC-EM-T90",{"$f":"VLOOKUP(B13,'Wilo Price List'!B11:E44013,3,FALSE)","v":{"v":6219,"d":"£6,219"}},"PG06"]
[null,29993786,"ISAR MODH1-403/EC-EM-T90",{"$f":"VLOOKUP(B14,'Wilo Price List'!B12:E44014,3,FALSE)","v":{"v":6220,"d":"£6,220"}},"PG06"]
[null,29993787,"ISAR MODH1-404/EC-EM-T90",{"$f":"VLOOKUP(B15,'Wilo Price List'!B13:E44015,3,FALSE)","v":{"v":6323,"d":"£6,323"}},"PG06"]
[null,29993788,"ISAR MODH1-405/EC-EM-T90",{"$f":"VLOOKUP(B16,'Wilo Price List'!B14:E44016,3,FALSE)","v":{"v":6462,"d":"£6,462"}},"PG06"]
[null,29993789,"ISAR MODH1-406/EC-EM-T90",{"$f":"VLOOKUP(B17,'Wilo Price List'!B15:E44017,3,FALSE)","v":{"v":6493,"d":"£6,493"}},"PG06"]
[null,29993790,"ISAR MODH1-407/EC-EM-T90",{"$f":"VLOOKUP(B18,'Wilo Price List'!B16:E44018,3,FALSE)","v":{"v":6560,"d":"£6,560"}},"PG06"]
[null,"T150"]
[null,29993799,"ISAR MODH1-202/EC-EM-T150",{"$f":"VLOOKUP(B20,'Wilo Price List'!B25:E44028,3,FALSE)","v":{"v":4610,"d":"£4,610"}},"PG06"]
[null,29993800,"ISAR MODH1-203/EC-EM-T150",{"$f":"VLOOKUP(B21,'Wilo Price List'!B26:E44029,3,FALSE)","v":{"v":4643,"d":"£4,643"}},"PG06"]
[null,29993801,"ISAR MODH1-204/EC-EM-T150",{"$f":"VLOOKUP(B22,'Wilo Price List'!B27:E44030,3,FALSE)","v":{"v":4716,"d":"£4,716"}},"PG06"]
[null,29993802,"ISAR MODH1-205/EC-EM-T150",{"$f":"VLOOKUP(B23,'Wilo Price List'!B28:E44031,3,FALSE)","v":{"v":4764,"d":"£4,764"}},"PG06"]
[null,29993803,"ISAR MODH1-206/EC-EM-T150",{"$f":"VLOOKUP(B24,'Wilo Price List'!B29:E44032,3,FALSE)","v":{"v":4851,"d":"£4,851"}},"PG06"]
[null,29993804,"ISAR MODH1-207/EC-EM-T150",{"$f":"VLOOKUP(B25,'Wilo Price List'!B30:E44033,3,FALSE)","v":{"v":4936,"d":"£4,936"}},"PG06"]
[null,29993805,"ISAR MODH1-402/EC-EM-T150",{"$f":"VLOOKUP(B26,'Wilo Price List'!B31:E44034,3,FALSE)","v":{"v":4640,"d":"£4,640"}},"PG06"]
[null,29993806,"ISAR MODH1-403/EC-EM-T150",{"$f":"VLOOKUP(B27,'Wilo Price List'!B32:E44035,3,FALSE)","v":{"v":4640,"d":"£4,640"}},"PG06"]
[null,29993807,"ISAR MODH1-404/EC-EM-T150",{"$f":"VLOOKUP(B28,'Wilo Price List'!B33:E44036,3,FALSE)","v":{"v":4745,"d":"£4,745"}},"PG06"]
[null,29993808,"ISAR MODH1-405/EC-EM-T150",{"$f":"VLOOKUP(B29,'Wilo Price List'!B34:E44037,3,FALSE)","v":{"v":4882,"d":"£4,882"}},"PG06"]
[null,29993809,"ISAR MODH1-406/EC-EM-T150",{"$f":"VLOOKUP(B30,'Wilo Price List'!B35:E44038,3,FALSE)","v":{"v":4914,"d":"£4,914"}},"PG06"]
[null,29993810,"ISAR MODH1-407/EC-EM-T150",{"$f":"VLOOKUP(B31,'Wilo Price List'!B36:E44039,3,FALSE)","v":{"v":4981,"d":"£4,981"}},"PG06"]
[null,29993811,"ISAR MODH1-602/EC-EM-T150",{"$f":"VLOOKUP(B32,'Wilo Price List'!B37:E44040,3,FALSE)","v":{"v":4946,"d":"£4,946"}},"PG06"]
[null,29993812,"ISAR MODH1-603/EC-EM-T150",{"$f":"VLOOKUP(B33,'Wilo Price List'!B38:E44041,3,FALSE)","v":{"v":5114,"d":"£5,114"}},"PG06"]
[null,29993813,"ISAR MODH1-604/EC-EM-T150",{"$f":"VLOOKUP(B34,'Wilo Price List'!B39:E44042,3,FALSE)","v":{"v":5163,"d":"£5,163"}},"PG06"]
[null,29993814,"ISAR MODH1-605/EC-EM-T150",{"$f":"VLOOKUP(B35,'Wilo Price List'!B40:E44043,3,FALSE)","v":{"v":5318,"d":"£5,318"}},"PG06"]
[null,29993815,"ISAR MODH1-1002/EC-EM-T150",{"$f":"VLOOKUP(B36,'Wilo Price List'!B41:E44044,3,FALSE)","v":{"v":5072,"d":"£5,072"}},"PG06"]
[null,29993816,"ISAR MODH1-1003/EC-EM-T150",{"$f":"VLOOKUP(B37,'Wilo Price List'!B42:E44045,3,FALSE)","v":{"v":5293,"d":"£5,293"}},"PG06"]
[null,29993817,"ISAR MODH1-1004/EC-EM-T150",{"$f":"VLOOKUP(B38,'Wilo Price List'!B43:E44046,3,FALSE)","v":{"v":5327,"d":"£5,327"}},"PG06"]
[null,29993818,"ISAR MODH1-1005/EC-EM-T150",{"$f":"VLOOKUP(B39,'Wilo Price List'!B44:E44047,3,FALSE)","v":{"v":5527,"d":"£5,527"}},"PG06"]
[null,"T260"]
[null,29993820,"ISAR MODH1-2CH1-L-202/SCe-T260",{"$f":"VLOOKUP(B41,'Wilo Price List'!B46:E44049,3,FALSE)","v":{"v":13920,"d":"£13,920"}},"PG06"]
[null,29993821,"ISAR MODH1-2CH1-L-203/SCe-T260",{"$f":"VLOOKUP(B42,'Wilo Price List'!B47:E44050,3,FALSE)","v":{"v":13976,"d":"£13,976"}},"PG06"]
[null,29993822,"ISAR MODH1-2CH1-L-204/SCe-T260",{"$f":"VLOOKUP(B43,'Wilo Price List'!B48:E44051,3,FALSE)","v":{"v":14118,"d":"£14,118"}},"PG06"]
[null,29993823,"ISAR MODH1-2CH1-L-205/SCe-T260",{"$f":"VLOOKUP(B44,'Wilo Price List'!B49:E44052,3,FALSE)","v":{"v":14262,"d":"£14,262"}},"PG06"]
[null,29993824,"ISAR MODH1-2CH1-L-206/SCe-T260",{"$f":"VLOOKUP(B45,'Wilo Price List'!B50:E44053,3,FALSE)","v":{"v":14422,"d":"£14,422"}},"PG06"]
[null,29993825,"ISAR MODH1-2CH1-L-207/SCe-T260",{"$f":"VLOOKUP(B46,'Wilo Price List'!B51:E44054,3,FALSE)","v":{"v":14577,"d":"£14,577"}},"PG06"]
[null,29993826,"ISAR MODH1-2CH1-L-402/SCe-T260",{"$f":"VLOOKUP(B47,'Wilo Price List'!B52:E44055,3,FALSE)","v":{"v":13918,"d":"£13,918"}},"PG06"]
[null,29993827,"ISAR MODH1-2CH1-L-403/SCe-T260",{"$f":"VLOOKUP(B48,'Wilo Price List'!B53:E44056,3,FALSE)","v":{"v":13973,"d":"£13,973"}},"PG06"]
[null,29993828,"ISAR MODH1-2CH1-L-404/SCe-T260",{"$f":"VLOOKUP(B49,'Wilo Price List'!B54:E44057,3,FALSE)","v":{"v":14113,"d":"£14,113"}},"PG06"]
[null,29993829,"ISAR MODH1-2CH1-L-405/SCe-T260",{"$f":"VLOOKUP(B50,'Wilo Price List'!B55:E44058,3,FALSE)","v":{"v":14362,"d":"£14,362"}},"PG06"]
[null,29993830,"ISAR MODH1-2CH1-L-406/SCe-T260",{"$f":"VLOOKUP(B51,'Wilo Price List'!B56:E44059,3,FALSE)","v":{"v":14417,"d":"£14,417"}},"PG06"]
[null,29993831,"ISAR MODH1-2CH1-L-407/SCe-T260",{"$f":"VLOOKUP(B52,'Wilo Price List'!B57:E44060,3,FALSE)","v":{"v":14669,"d":"£14,669"}},"PG06"]
[null,29993832,"ISAR MODH1-2CH1-L-602/SCe-T260",{"$f":"VLOOKUP(B53,'Wilo Price List'!B58:E44061,3,FALSE)","v":{"v":14604,"d":"£14,604"}},"PG06"]
[null,29993833,"ISAR MODH1-2CH1-L-603/SCe-T260",{"$f":"VLOOKUP(B54,'Wilo Price List'!B59:E44062,3,FALSE)","v":{"v":14659,"d":"£14,659"}},"PG06"]
[null,29993834,"ISAR MODH1-2CH1-L-604/SCe-T260",{"$f":"VLOOKUP(B55,'Wilo Price List'!B60:E44063,3,FALSE)","v":{"v":14826,"d":"£14,826"}},"PG06"]
[null,29993835,"ISAR MODH1-2CH1-L-605/SCe-T260",{"$f":"VLOOKUP(B56,'Wilo Price List'!B61:E44064,3,FALSE)","v":{"v":15048,"d":"£15,048"}},"PG06"]
[null,29993836,"ISAR MODH1-2CH1-L-1002/SCe-T260",{"$f":"VLOOKUP(B57,'Wilo Price List'!B62:E44065,3,FALSE)","v":{"v":15718,"d":"£15,718"}},"PG06"]
[null,29993837,"ISAR MODH1-2CH1-L-1003/SCe-T260",{"$f":"VLOOKUP(B58,'Wilo Price List'!B63:E44066,3,FALSE)","v":{"v":15773,"d":"£15,773"}},"PG06"]
[null,29993838,"ISAR MODH1-2CH1-L-1004/SCe-T260",{"$f":"VLOOKUP(B59,'Wilo Price List'!B64:E44067,3,FALSE)","v":{"v":15940,"d":"£15,940"}},"PG06"]
[null,29993839,"ISAR MODH1-2CH1-L-1005/SCe-T260",{"$f":"VLOOKUP(B60,'Wilo Price List'!B65:E44068,3,FALSE)","v":{"v":16161,"d":"£16,161"}},"PG06"]

{"sheet":"Comfort-Pressurisation","index":27,"n_rows":17,"n_cols":9,"rows_kept":17,"merged":[[1,1,2,6],[1,8,2,9]]}
[]
[null,"Comfort Pressurisation",{"$nulls":6},"Home"]
[]
[]
[null,"Article No. \n(or variant)","Article description","Type \n(Pump / Accessory / Spare Part / Addon / Service)","Product range","List Price","Price group"]
[null,"Wall Mount"]
[null,2819501,"COMFORT P130-WM PRESSURISATION UNIT","1 Pump","Comfort-Pressurisation System",{"$f":"VLOOKUP(B7,'Wilo Price List'!B:E,3,FALSE)","v":{"v":1932,"d":"£1,932"}},"PG6"]
[null,2819502,"COMFORT P230-WM PRESSURISATION UNIT ","1 Pump","Comfort-Pressurisation System",{"$f":"VLOOKUP(B8,'Wilo Price List'!B:E,3,FALSE)","v":{"v":2009,"d":"£2,009"}},"PG6"]
[null,"Single Pump"]
[null,2819492,"COMFORT P135 PRESSURISATION UNIT ","1 Pump","Comfort-Pressurisation System",{"$f":"VLOOKUP(B10,'Wilo Price List'!B:E,3,FALSE)","v":{"v":2088,"d":"£2,088"}},"PG6"]
[null,2819493,"COMFORT P160 PRESSURISATION UNIT","1 Pump","Comfort-Pressurisation System",{"$f":"VLOOKUP(B11,'Wilo Price List'!B:E,3,FALSE)","v":{"v":2327,"d":"£2,327"}},"PG6"]
[null,"Twin Pump "]
[null,2819495,"COMFORT P235 PRESSURISATION UNIT","1 Pump","Comfort-Pressurisation System",{"$f":"VLOOKUP(B13,'Wilo Price List'!B:E,3,FALSE)","v":{"v":2389,"d":"£2,389"}},"PG6"]
[null,2819496,"COMFORT P260 PRESSURISATION UNIT","1 Pump","Comfort-Pressurisation System",{"$f":"VLOOKUP(B14,'Wilo Price List'!B:E,3,FALSE)","v":{"v":2869,"d":"£2,869"}},"PG6"]
[null,"Twin System"]
[null,2819498,"COMFORT P135-TS PRESSURISATION UNIT","1 Pump","Comfort-Pressurisation System",{"$f":"VLOOKUP(B16,'Wilo Price List'!B:E,3,FALSE)","v":{"v":2671,"d":"£2,671"}},"PG6"]
[null,2819499,"COMFORT P160-TS PRESSURISATION UNIT ","1 Pump","Comfort-Pressurisation System",{"$f":"VLOOKUP(B17,'Wilo Price List'!B:E,3,FALSE)","v":{"v":3178,"d":"£3,178"}},"PG6"]

{"sheet":"Vessel","index":28,"n_rows":42,"n_cols":9,"rows_kept":42,"merged":[[1,1,2,6],[1,8,2,9]]}
[]
[null,"Vessels",{"$nulls":6},"Home"]
[]
[]
[null,"Article No. \n(or variant)","Article description","Type \n(Pump / Accessory / Spare Part / Addon / Service)","Product range","List Price","Price group"]
[null,"Wilo Pro Heating Vessel"]
[null,29990913,"Wilo Pro 8L Heating Vessel","Accessory","Wilo Pro Pressurisation Vessel",{"$f":"VLOOKUP(B7,'Wilo Price List'!B:E,3,FALSE)","v":{"v":118,"d":"£118"}},"PG6"]
[null,29990914,"Wilo Pro 12L Heating Vessel ","Accessory","Wilo Pro Pressurisation Vessel",{"$f":"VLOOKUP(B8,'Wilo Price List'!B:E,3,FALSE)","v":{"v":133,"d":"£133"}},"PG6"]
[null,29990915,"Wilo Pro 18L Heating Vessel","Accessory","Wilo Pro Pressurisation Vessel",{"$f":"VLOOKUP(B9,'Wilo Price List'!B:E,3,FALSE)","v":{"v":133,"d":"£133"}},"PG6"]
[null,29990916,"Wilo Pro 25L Heating Vessel ","Accessory","Wilo Pro Pressurisation Vessel",{"$f":"VLOOKUP(B10,'Wilo Price List'!B:E,3,FALSE)","v":{"v":153,"d":"£153"}},"PG6"]
[null,29990917,"Wilo Pro 50L & Base Heating Vessel ","Accessory","Wilo Pro Pressurisation Vessel",{"$f":"VLOOKUP(B11,'Wilo Price List'!B:E,3,FALSE)","v":{"v":245,"d":"£245"}},"PG6"]
[null,29990918,"Wilo Pro 105L Heating Vessel ","Accessory","Wilo Pro Pressurisation Vessel",{"$f":"VLOOKUP(B12,'Wilo Price List'!B:E,3,FALSE)","v":{"v":388,"d":"£388"}},"PG6"]
[null,29990919,"Wilo Pro 200L Heating Vessel","Accessory","Wilo Pro Pressurisation Vessel",{"$f":"VLOOKUP(B13,'Wilo Price List'!B:E,3,FALSE)","v":{"v":684,"d":"£684"}},"PG6"]
[null,29990920,"Wilo Pro 300L Heating Vessel ","Accessory","Wilo Pro Pressurisation Vessel",{"$f":"VLOOKUP(B14,'Wilo Price List'!B:E,3,FALSE)","v":{"v":969,"d":"£969"}},"PG6"]
[null,29991001,"Wilo Pro 400L Heating Vessel","Accessory","Wilo Pro Pressurisation Vessel",{"$f":"VLOOKUP(B15,'Wilo Price List'!B:E,3,FALSE)","v":{"v":1673,"d":"£1,673"}},"PG6"]
[null,29990921,"Wilo Pro 500L Heating Vessel","Accessory","Wilo Pro Pressurisation Vessel",{"$f":"VLOOKUP(B16,'Wilo Price List'!B:E,3,FALSE)","v":{"v":1724,"d":"£1,724"}},"PG6"]
[null,29990922,"Wilo Pro 600L Heating Vessel ","Accessory","Wilo Pro Pressurisation Vessel",{"$f":"VLOOKUP(B17,'Wilo Price List'!B:E,3,FALSE)","v":{"v":2142,"d":"£2,142"}},"PG6"]
[null,29990923,"Wilo Pro 700L Heating Vessel","Accessory","Wilo Pro Pressurisation Vessel",{"$f":"VLOOKUP(B18,'Wilo Price List'!B:E,3,FALSE)","v":{"v":3366,"d":"£3,366"}},"PG6"]
[null,29991002,"Wilo Pro 800L Heating Vessel","Accessory","Wilo Pro Pressurisation Vessel",{"$f":"VLOOKUP(B19,'Wilo Price List'!B:E,3,FALSE)","v":{"v":3672,"d":"£3,672"}},"PG6"]
[null,29990753,"Wilo Pro 900L Heating Vessel  ","Accessory","Wilo Pro Pressurisation Vessel",{"$f":"VLOOKUP(B20,'Wilo Price List'!B:E,3,FALSE)","v":{"v":3723,"d":"£3,723"}},"PG6"]
[null,"Wilo Ultra Pro Vessel"]
[null,29991906,"12L ULTRA PRO VERTICAL VESSEL ","Accessory","Ultra Pro_Expansion Vessel",{"$f":"VLOOKUP(B22,'Wilo Price List'!B:E,3,FALSE)","v":{"v":105,"d":"£105"}},"PG6"]
[null,29991907,"18L ULTRA PRO VERTICAL VESSEL ","Accessory","Ultra Pro_Expansion Vessel",{"$f":"VLOOKUP(B23,'Wilo Price List'!B:E,3,FALSE)","v":{"v":118,"d":"£118"}},"PG6"]
[null,29991912,"24L ULTRA PRO VERTICAL VESSEL ","Accessory","Ultra Pro_Expansion Vessel",{"$f":"VLOOKUP(B24,'Wilo Price List'!B:E,3,FALSE)","v":{"v":123,"d":"£123"}},"PG6"]
[null,29991006,"60L ULTRA PRO VERTICAL VESSEL","Accessory","Ultra Pro_Expansion Vessel",{"$f":"VLOOKUP(B25,'Wilo Price List'!B:E,3,FALSE)","v":{"v":541,"d":"£541"}},"PG6"]
[null,29991007,"100L ULTRA PRO VERTICAL VESSEL","Accessory","Ultra Pro_Expansion Vessel",{"$f":"VLOOKUP(B26,'Wilo Price List'!B:E,3,FALSE)","v":{"v":500,"d":"£500"}},"PG6"]
[null,29991008,"200L ULTRA PRO VERTICAL VESSEL","Accessory","Ultra Pro_Expansion Vessel",{"$f":"VLOOKUP(B27,'Wilo Price List'!B:E,3,FALSE)","v":{"v":1000,"d":"£1,000"}},"PG6"]
[null,29991009,"300L ULTRA PRO VERTICAL VESSEL","Accessory","Ultra Pro_Expansion Vessel",{"$f":"VLOOKUP(B28,'Wilo Price List'!B:E,3,FALSE)","v":{"v":1326,"d":"£1,326"}},"PG6"]
[null,29991010,"500L ULTRA PRO VERTICAL VESSEL","Accessory","Ultra Pro_Expansion Vessel",{"$f":"VLOOKUP(B29,'Wilo Price List'!B:E,3,FALSE)","v":{"v":2040,"d":"£2,040"}},"PG6"]
[null,29991011,"750L ULTRA PRO VERTICAL VESSEL","Accessory","Ultra Pro_Expansion Vessel",{"$f":"VLOOKUP(B30,'Wilo Price List'!B:E,3,FALSE)","v":{"v":2938,"d":"£2,938"}},"PG6"]
[null,29991012,"1000L ULTRA PRO VERTICAL VESSEL","Accessory","Ultra Pro_Expansion Vessel",{"$f":"VLOOKUP(B31,'Wilo Price List'!B:E,3,FALSE)","v":{"v":4988,"d":"£4,988"}},"PG6"]
[]
[null,29991013,"100L ULTRA PRO VERTICAL VESSEL 16BAR","Accessory","Ultra Pro_Expansion Vessel",{"$f":"VLOOKUP(B33,'Wilo Price List'!B:E,3,FALSE)","v":{"v":1694,"d":"£1,694"}},"PG6"]
[null,29991014,"200L  ULTRA PRO VERTICAL VESSEL 16BAR","Accessory","Ultra Pro_Expansion Vessel",{"$f":"VLOOKUP(B34,'Wilo Price List'!B:E,3,FALSE)","v":{"v":2040,"d":"£2,040"}},"PG6"]
[null,29991015,"300L  ULTRA PRO VERTICAL VESSEL 16BAR","Accessory","Ultra Pro_Expansion Vessel",{"$f":"VLOOKUP(B35,'Wilo Price List'!B:E,3,FALSE)","v":{"v":2448,"d":"£2,448"}},"PG6"]
[]
[null,29991913,"24L ULTRA PRO HORIZONTAL VESSEL","Accessory","Ultra Pro_Expansion Vessel",{"$f":"VLOOKUP(B37,'Wilo Price List'!B:E,3,FALSE)","v":{"v":133,"d":"£133"}},"PG6"]
[null,29991914,"60L ULTRA PRO HORIZONTAL VESSEL ","Accessory","Ultra Pro_Expansion Vessel",{"$f":"VLOOKUP(B38,'Wilo Price List'!B:E,3,FALSE)","v":{"v":643,"d":"£643"}},"PG6"]
[null,29991915,"80L ULTRA PRO HORIZONTAL VESSEL","Accessory","Ultra Pro_Expansion Vessel",{"$f":"VLOOKUP(B39,'Wilo Price List'!B:E,3,FALSE)","v":{"v":633,"d":"£633"}},"PG6"]
[null,29991916,"100L ULTRA PRO HORIZONTAL VESSEL ","Accessory","Ultra Pro_Expansion Vessel",{"$f":"VLOOKUP(B40,'Wilo Price List'!B:E,3,FALSE)","v":{"v":765,"d":"£765"}},"PG6"]
[null,29991917,"200L ULTRA PRO HORIZTONAL VESSEL ","Accessory","Ultra Pro_Expansion Vessel",{"$f":"VLOOKUP(B41,'Wilo Price List'!B:E,3,FALSE)","v":{"v":1275,"d":"£1,275"}},"PG6"]
[null,29991005,"300L ULTRA PRO HORIZONTAL VESSEL","Accessory","Ultra Pro_Expansion Vessel",{"$f":"VLOOKUP(B42,'Wilo Price List'!B:E,3,FALSE)","v":{"v":1734,"d":"£1,734"}},"PG6"]

{"sheet":"Wilo Price List","index":29,"n_rows":49303,"n_cols":11,"rows_kept":4500,"cut":true,"merged":[[2,1,2,2],[3,1,3,2]],"bounds":{"rows_first":2000,"rows_last":500,"rows_between":2000,"halvings":0}}
[null,"Home"]
[]
[null,"Customer Price Book 2025"]
[null,"Validity Status: 01.07.2025"]
[null,"THIS PRICE LIST IS CORRECT AT TIME OF PRINT AND SUBJECT TO CHANGE",{"$nulls":3},"Home"]
[null,"Article No. \n(or variant)","Article description","2025 List Price £","Price group"]
[null,4255410,"YONOS PICO-Z 15/0,5-4 130",282,"P1"]
[null,4255411,"YONOS PICO-Z 15/0,5-4 140",285,"P1"]
[null,4255412,"YONOS PICO-Z 20/0,5-4 150",285,"P1"]
[null,4255413,"YONOS PICO-Z 20/0,5-6 150",286,"P1"]
[null,4255414,"YONOS PICO-Z 20/0,5-8 150",272,"P1"]
[null,4255416,"YONOS PICO-Z 25/0,5-6 130",272,"P1"]
[null,4255417,"YONOS PICO-Z 25/0,5-4 180",282,"P1"]
[null,4255418,"YONOS PICO-Z 25/0,5-6 180",283,"P1"]
[null,4255430,"STRATOS PICO-Z 20/0,5-4",513,"P1"]
[null,4255431,"STRATOS PICO-Z 20/0,5-6",514,"P1"]
[null,4255432,"STRATOS PICO-Z 20/0,5-8",562,"P1"]
[null,4255433,"STRATOS PICO-Z 25/0,5-4",519,"P1"]
[null,4255434,"STRATOS PICO-Z 25/0,5-6",520,"P1"]
[null,4255435,"STRATOS PICO-Z 25/0,5-8",567,"P1"]
[null,4028111,"STAR-Z20/1",398,"P1"]
[null,4029062,"STAR-Z25/2 EM",652,"P1"]
[null,4047573,"STAR-Z25/6-3",827,"P1"]
[null,4081193,"STAR-Z20/4-3(150)",424,"P1"]
[null,4081198,"STAR-Z20/5-3(150)",453,"P1"]
[null,4081203,"STAR-Z20/7-3(150)",498,"P1"]
[null,4111288,"STAR-ZD25/6-3",679,"P1"]
[null,4132760,"Star-Z NOVA (ROW)",340,"P1"]
[null,4132761,"Star-Z NOVA A (ROW)",453,"P1"]
[null,4132762,"Star-Z NOVA C (ROW)",526,"P1"]
[null,4198220,"Star-Z NOVA-SmartHome",561,"P1"]
[null,4215511,"Yonos PICO 15/1-4",160,"P1"]
[null,4215512,"YONOS PICO 15/1-6 (ROW)",162,"P1"]
[null,4215513,"YONOS PICO 25/1-4 (ROW)",383,"P1"]
[null,4215514,"YONOS PICO 25/1-4 130 (ROW)",533,"P1"]
[null,4215515,"YONOS PICO 25/1-6 (ROW)",281,"P1"]
[null,4215516,"YONOS PICO 25/1-6 130 (ROW)",201,"P1"]
[null,4215517,"YONOS PICO 25/1-8 (ROW)",250,"P1"]
[null,4215518,"YONOS PICO 25/1-8 130 (ROW)",231,"P1"]
[null,4215519,"YONOS PICO 30/1-4 (ROW)",458,"P1"]
[null,4215520,"YONOS PICO 30/1-6 (ROW)",527,"P1"]
[null,4215521,"YONOS PICO 30/1-8 (ROW)",597,"P1"]
[null,4215522,"YONOS PICO 25/1-5 130 (ROW)",186,"P1"]
[null,4215540,"VARIOS PICO-STG 15/1-7",754,"P1"]
[null,4215541,"VARIOS PICO-STG 25/1-7-130",696,"P1"]
[null,4215542,"VARIOS PICO-STG 25/1-7",691,"P1"]
[null,4216470,"STRATOS-PICO-Z-20/1-4",696,"P1"]
[null,4216471,"STRATOS-PICO-Z-20/1-6",751,"P1"]
[null,4216472,"STRATOS-PICO-Z-25/1-4",696,"P1"]
[null,4222650,"Star-Z NOVA T (ROW)",462,"P1"]
[null,4224817,"Yonos PICO 40/1-8",788,"P1"]
[null,4230948,"YONOS PICO-D 30/1-6",1210,"P1"]
[null,4230949,"Yonos PICO-D 30/1-8",1418,"P1"]
[null,4232172,"STAR-Z20/1(15-130)",385,"P1"]
[null,4232178,"STAR-Z20/1-3(15-130)",399,"P1"]
[null,4232196,"STAR-Z20/2-3(15-130)",424,"P1"]
[null,4232265,"STAR-Z20/5-3(158)",453,"P1"]
[null,4232742,"VARIOS PICO-STG 15/1-8",688,"P1"]
[null,4232743,"VARIOS PICO-STG 25/1-8",755,"P1"]
[null,4232744,"VARIOS PICO-STG 25/1-8-130",724,"P1"]
[null,4232745,"VARIOS PICO-STG 30/1-8",875,"P1"]
[null,4232746,"VARIOS PICO-STG 15/1-13",815,"P1"]
[null,4232747,"VARIOS PICO-STG 15/1-13-180",753,"P1"]
[null,4239241,"Wilo-Smart Connect module BT",170,"P1"]
[null,4244390,"STRATOS PICO 15/0,5-4 (ROW)",416,"P1"]
[null,4244391,"STRATOS PICO 15/0,5-6 (ROW)",423,"P1"]
[null,4244392,"STRATOS PICO 15/0,5-8 (ROW)",443,"P1"]
[null,4244393,"STRATOS PICO 25/0,5-4 (ROW)",435,"P1"]
[null,4244394,"STRATOS PICO 25/0,5-4 130 (ROW)",289,"P1"]
[null,4244395,"STRATOS PICO 25/0,5-6 (ROW)",438,"P1"]
[null,4244396,"STRATOS PICO 25/0,5-6 130 (ROW)",304,"P1"]
[null,4244397,"STRATOS PICO 25/0,5-8 (ROW)",469,"P1"]
[null,4244398,"STRATOS PICO 25/0,5-8 130 (ROW)",335,"P1"]
[null,4244399,"STRATOS PICO 30/0,5-4 (ROW)",449,"P1"]
[null,4244400,"STRATOS PICO 30/0,5-6 (ROW)",454,"P1"]
[null,4244401,"STRATOS PICO 30/0,5-8 (ROW)",495,"P1"]
[null,4244402,"STRATOS PICO 25/0,5-6 N (ROW)",573,"P1"]
[null,4244403,"STRATOS PICO 25/0,5-4 BT (ROW)",646,"P1"]
[null,4244404,"STRATOS PICO 25/0,5-6 BT (ROW)",667,"P1"]
[null,4255438,"STRATOS PICO-Z 30/0,5-8",643,"P1"]
[null,29990634,"TOP SD 32/10 DM PN6/10 RMOT",816,"P2"]
[null,29990737,"TOP-S/SD50/15 DM RMOT",2115,"P2"]
[null,29990738,"TOP S 50/10 1PH  RMOT",1522,"P2"]
[null,29990742,"TOP-S/D 32/10 EM PN6/10 RMOT",734,"P2"]
[null,29990798,"TOP SD80/10 3PH RMOT",2669,"P2"]
[null,29991397,"TOP-S100/10 DM RMOT.",3849,"P2"]
[null,29991399,"TOP S/SD 65/13 3PH  RMOT",2043,"P2"]
[null,29991401,"TOP S 25/7 1PH  RMOT",478,"P2"]
[null,29991402,"TOP S 25/7 3PH  RMOT",531,"P2"]
[null,29991403,"TOP S 30/4 EM  RMOT",410,"P2"]
[null,29991404,"TOP S 30/4 DM RMOT",419,"P2"]
[null,29991405,"TOP S/SD30/5 EM  RMOT",466,"P2"]
[null,29991406,"TOP S/SD40/10 DM  RMOT",1256,"P2"]
[null,29991407,"TOP S/SD30/5 DM  RMOT",476,"P2"]
[null,29991408,"TOP S/SD/SV30/7 EM  RMOT",529,"P2"]
[null,29991409,"TOP S/SD/SV30/7 DM  RMOT",588,"P2"]
[null,29991410,"TOP S/SD30/10 EM  RMOT",734,"P2"]
[null,29991411,"TOP S/SD30/10 DM RMOT",816,"P2"]
[null,29991412,"TOP SD40/3 EM RMOT",658,"P2"]
[null,29991413,"TOP SD 40/3 DM RMOT",673,"P2"]
[null,29991414,"TOP S/SV40/4 EM RMOT",748,"P2"]
[null,29991415,"TOP S/SV40/4 DM RMOT",831,"P2"]
[null,29991416,"TOP SD 40/7 EM RMOT",886,"P2"]
[null,29991417,"TOP-S/SD40/7 DM RMOT",886,"P2"]
[null,29991418,"TOP S 40/10 1PH RMOT",1130,"P2"]
[null,29991419,"TOP-S/SD40/10 EM RMOT",1130,"P2"]
[null,29991420,"TOP-S/SD40/15 EM RMOT",2026,"P2"]
[null,29991421,"TOP S/SD40/15 DM PN6/10 RMOT",2251,"P2"]
[null,29991422,"TOP S50/4 EM RMOT",1199,"P2"]
[null,29991423,"TOP S50/4 DM RMOT",1226,"P2"]
[null,29991424,"TOP S/SD 50/7 1PH RMOT",1362,"P2"]
[null,29991425,"TOP S/SD50/7 EM RMOT",1362,"P2"]
[null,29991426,"TOP S/SD50/7 DM RMOT",1513,"P2"]
[null,29991427,"TOP-S/SD50/10 DM RMOT",1522,"P2"]
[null,29991428,"TOP-S/SD50/10 EM 2-SPEEDS RMOT",1522,"P2"]
[null,29991429,"TOP-S/SD50/15 DM RMOT",2115,"P2"]
[null,29991431,"TOP-S 65/7 3PH RMOT",1476,"P2"]
[null,29991432,"TOP-S65/7 EM RMOT",1443,"P2"]
[null,29991433,"TOP-S65/7 DM RMOT",1476,"P2"]
[null,29991435,"TOP-S/SD65/10 EM RMOT.(450W)",1640,"P2"]
[null,29991437,"TOP-S/SD65/10 DM RMOT.(450W)",1822,"P2"]
[null,29991438,"TOP-S/SD65/15 DM RMOT",2199,"P2"]
[null,29991440,"TOP-S/SD80/7 EM RMOT",2318,"P2"]
[null,29991441,"TOP-S80/7 DM RMOT.(450W)",2568,"P2"]
[null,29991442,"TOP-S/SD80/10 DM RMOT",2404,"P2"]
[null,29991443,"TOP-S/SD80/20 DM RMOT",3272,"P2"]
[null,29991569,"Top-SD 80/15 DM RMOT",2669,"P2"]
[null,2225914,"Yonos MAXO-D 30/0,5-7",1978,"P2"]
[null,2225915,"Yonos MAXO-D 30/0,5-10",2135,"P2"]
[null,29990775,"TOP-S25/10 EM PN6/10 RMOT",644,"P2"]
[null,2224344,"Yonos MAXO-Z 32/0,5-16 RMOT.",2282,"P2"]
[null,2224345,"Yonos MAXO-Z 40/0,5-16 RMOT.",4075,"P2"]
[null,2224346,"Yonos MAXO-Z 50/0,5-16 RMOT.",4648,"P2"]
[null,2224347,"Yonos MAXO-Z 65/0,5-16 RMOT.",7381,"P2"]
[null,2048350,"TOP-Z/ZV30/7 EM RMOT.",1181,"P2"]
[null,2045519,"TOP-Z20/4 EM PN6/10",713,"P2"]
[null,2045520,"TOP-Z20/4 DM PN6/10",780,"P2"]
[null,2045521,"TOP-Z25/6 EM PN6/10",756,"P2"]
[null,2045522,"TOP-Z25/6 DM PN6/10",846,"P2"]
[null,2046637,"TOP-Z40/7 EM PN6/10 RG",2293,"P2"]
[null,2046683,"TOP-Z40/7 EM GG/RG RMOT.",2178,"P2"]
[null,2046687,"TOP-Z50/7 DM GG/RG RMOT.",3610,"P2"]
[null,2048340,"TOP-Z30/7 EM PN6/10 RG",1242,"P2"]
[null,2048341,"TOP-Z30/7 DM PN6/10 RG",1162,"P2"]
[null,2048351,"TOP-Z/ZV30/7 DM RMOT.",1104,"P2"]
[null,2059857,"TOP-Z30/10 EM PN6/10 RG",1357,"P2"]
[null,2061964,"TOP-Z25/10 EM PN6/10",1063,"P2"]
[null,2064235,"TOP-Z25/6 EM RMOT.",718,"P2"]
[null,2070569,"TOP-Z40/7 EM PN16 RG",4728,"P2"]
[null,2071094,"TOP-Z40/7 EM PN16 GG",2989,"P2"]
[null,2086131,"TOP-Z25/10 EM PN16",2745,"P2"]
[null,2087599,"TOP-Z25/10 DM PN6/10 RMOT.",1096,"P2"]
[null,2087600,"TOP-Z25/10 EM PN6/10 RMOT.",1010,"P2"]
[null,2090117,"TOP-Z30/10 EM PN6/10 RMOT.",1289,"P2"]
[null,2109226,"TOP-Z30/10 DM PN6/10 RMOT.",1145,"P2"]
[null,2115468,"TOP-Z 20/4 EM RMOT.",677,"P2"]
[null,2115469,"TOP-Z 20/4 DM RMOT.",741,"P2"]
[null,2115863,"TOP-Z30/10 EM PN16 RG",2912,"P2"]
[null,2120639,"Yonos MAXO 25/0,5-7 PN10",683,"P2"]
[null,2120640,"Yonos MAXO 25/0,5-10 PN10",920,"P2"]
[null,2120641,"Yonos MAXO 25/0,5-12 PN10",1038,"P2"]
[null,2120642,"Yonos MAXO 30/0,5-7 PN10",756,"P2"]
[null,2120643,"Yonos MAXO 30/0,5-10 PN10",1048,"P2"]
[null,2120644,"Yonos MAXO 30/0,5-12 PN10",1359,"P2"]
[null,2120645,"Yonos MAXO 40/0,5-4 PN6/10",1068,"P2"]
[null,2120646,"Yonos MAXO 40/0,5-8 PN6/10",1266,"P2"]
[null,2120647,"Yonos MAXO 40/0,5-12 PN6/10",1614,"P2"]
[null,2120648,"Yonos MAXO 40/0,5-16 PN6/10",2895,"P2"]
[null,2120649,"Yonos MAXO 50/0,5-8 PN6/10",1945,"P2"]
[null,2120650,"Yonos MAXO 50/0,5-9 PN6/10",2060,"P2"]
[null,2120651,"Yonos MAXO 50/0,5-12 PN6/10",2174,"P2"]
[null,2120652,"Yonos MAXO 50/0,5-16 PN6/10",3022,"P2"]
[null,2120653,"Yonos MAXO 65/0,5-9 PN6/10",2343,"P2"]
[null,2120654,"Yonos MAXO 65/0,5-12 PN6/10",2919,"P2"]
[null,2120655,"Yonos MAXO 65/0,5-16 PN6/10",3141,"P2"]
[null,2120656,"Yonos MAXO 80/0,5-6 PN6",3312,"P2"]
[null,2120657,"Yonos MAXO 80/0,5-6 PN10",3669,"P2"]
[null,2120658,"Yonos MAXO 80/0,5-12 PN6",3434,"P2"]
[null,2120659,"Yonos MAXO 80/0,5-12 PN10",3813,"P2"]
[null,2120660,"Yonos MAXO 100/0,5-12 PN6",3156,"P2"]
[null,2120661,"Yonos MAXO 100/0,5-12 PN10",3504,"P2"]
[null,2120663,"Yonos MAXO-D 32/0,5-11 PN6/10",2379,"P2"]
[null,2120664,"Yonos MAXO-D 40/0,5-8 PN6/10",2483,"P2"]
[null,2120665,"Yonos MAXO-D 40/0,5-12 PN6/10",3359,"P2"]
[null,2120666,"Yonos MAXO-D 40/0,5-16 PN6/10",5729,"P2"]
[null,2120667,"Yonos MAXO-D 50/0,5-9 PN6/10",3807,"P2"]
[null,2120668,"Yonos MAXO-D 50/0,5-12 PN6/10",4539,"P2"]
[null,2120669,"Yonos MAXO-D 50/0,5-16 PN6/10",6042,"P2"]
[null,2120670,"Yonos MAXO-D 65/0,5-12 PN6/10",5806,"P2"]
[null,2120671,"Yonos MAXO-D 65/0,5-16 PN6/10",6282,"P2"]
[null,2120672,"Yonos MAXO-D 80/0,5-12 PN6",6485,"P2"]
[null,2120673,"Yonos MAXO-D 80/0,5-12 PN10",7206,"P2"]
[null,2122051,"TOP-Z25/6 DM RMOT.",804,"P2"]
[null,2146235,"Yonos MAXO 25/0,5-7 RMOT.",649,"P2"]
[null,2146236,"Yonos MAXO 25/0,5-10 RMOT.",874,"P2"]
[null,2146237,"Yonos MAXO 25/0,5-12 RMOT.",986,"P2"]
[null,2146238,"Yonos MAXO 30(/-D 30/32)/0,5-7 RMOT.",718,"P2"]
[null,2146239,"Yonos MAXO /-D 30/0,5-10 RMOT.",996,"P2"]
[null,2146240,"Yonos MAXO 30/0,5-12 RMOT.",1291,"P2"]
[null,2146241,"Yonos MAXO 40/0,5-4 RMOT.",1015,"P2"]
[null,2146242,"Yonos MAXO /-D 40/0,5-8 RMOT.",1203,"P2"]
[null,2146243,"Yonos MAXO/-D 40/0,5-12 RMOT.",1533,"P2"]
[null,2146244,"Yonos MAXO /-D 40/0,5-16 RMOT.",2750,"P2"]
[null,2146245,"Yonos MAXO 50/0,5-8 RMOT.",1848,"P2"]
[null,2146246,"Yonos MAXO /-D 50/0,5-9 RMOT.",1957,"P2"]
[null,2146247,"Yonos MAXO/-D 50/0,5-12 RMOT.",2065,"P2"]
[null,2146248,"Yonos MAXO /-D 50/0,5-16 RMOT.",2871,"P2"]
[null,2146249,"Yonos MAXO 65/0,5-9 RMOT.",2226,"P2"]
[null,2146250,"Yonos MAXO /-D 65/0,5-12 RMOT.",2773,"P2"]
[null,2146251,"Yonos MAXO /-D 65/0,5-16 RMOT.",2984,"P2"]
[null,2146252,"Yonos MAXO /-D 80/0,5-6 RMOT.",3146,"P2"]
[null,2146253,"Yonos MAXO /-D 80/0,5-12 RMOT.",3262,"P2"]
[null,2146254,"Yonos MAXO 100/0,5-12 RMOT.",2998,"P2"]
[null,2146475,"Yonos MAXO/-D 32/0,5-11 RMOT.",1475,"P2"]
[null,2150700,"Yonos ECO 25/1-5 BMS",987,"P2"]
[null,2150701,"Yonos ECO 30/1-5 BMS",1017,"P2"]
[null,2151883,"Stratos 50/1-6 RMOT.",2050,"P2"]
[null,2151884,"Stratos 65/1-6 RMOT.",2593,"P2"]
[null,2151886,"Stratos 100/1-6 RMOT.",3679,"P2"]
[null,2160585,"Yonos MAXO-D 32/0,5-7 PN6/10",1982,"P2"]
[null,2163260,"Yonos MAXO-D 80/0,5-6 PN6",6271,"P2"]
[null,2163261,"Yonos MAXO-D 80/0,5-6 PN10",6965,"P2"]
[null,2175509,"TOP-Z25/10 DM PN6/10",1154,"P2"]
[null,2175510,"TOP-Z25/10 DM PN16",2520,"P2"]
[null,2175512,"TOP-Z30/10 DM PN6/10 RG",1205,"P2"]
[null,2175513,"TOP-Z30/10 DM PN16 RG",2678,"P2"]
[null,2175515,"TOP-Z40/7 DM PN6/10 GG",2564,"P2"]
[null,2175516,"TOP-Z40/7 DM PN6/10 RG",2161,"P2"]
[null,2175517,"TOP-Z40/7 DM PN16 GG",2716,"P2"]
[null,2175518,"TOP-Z40/7 DM PN16 RG",4388,"P2"]
[null,2175521,"TOP-Z50/7 DM PN6/10 GG",3363,"P2"]
[null,2175522,"TOP-Z50/7 DM PN6/10 RG",3799,"P2"]
[null,2175523,"TOP-Z50/7 DM PN16 GG",3533,"P2"]
[null,2175524,"TOP-Z50/7 DM PN16 RG",5294,"P2"]
[null,2175527,"TOP-Z65/10 DM PN6/10 GG",5760,"P2"]
[null,2175528,"TOP-Z65/10 DM PN6/10 RG",4460,"P2"]
[null,2175529,"TOP-Z65/10 DM PN16 GG",5448,"P2"]
[null,2175530,"TOP-Z65/10 DM PN16 RG",7299,"P2"]
[null,2175531,"TOP-Z80/10 DM PN6 GG",6980,"P2"]
[null,2175532,"TOP-Z80/10 DM PN6 RG",5670,"P2"]
[null,2175533,"TOP-Z80/10 DM PN10 GG",7327,"P2"]
[null,2175534,"TOP-Z80/10 DM PN10 RG",6234,"P2"]
[null,2175535,"TOP-Z80/10 DM PN16 GG",6714,"P2"]
[null,2175536,"TOP-Z80/10 DM PN16 RG",8656,"P2"]
[null,2175537,"TOP-Z25/10 DM PN6/10 RMOT.ab 03/2017",1096,"P2"]
[null,2175538,"Yonos MAXO-Z 25/0,5-7 PN10",1270,"P2"]
[null,2175539,"Yonos MAXO-Z 25/0,5-10 PN10",1691,"P2"]
[null,2175540,"Yonos MAXO-Z 30/0,5-7 PN10",1431,"P2"]
[null,2175541,"Yonos MAXO-Z 30/0,5-12 PN10",2037,"P2"]
[null,2175542,"Yonos MAXO-Z 40/0,5-8 PN6/10",2730,"P2"]
[null,2175543,"Yonos MAXO-Z 40/0,5-12 PN6/10",2904,"P2"]
[null,2175544,"Yonos MAXO-Z 50/0,5-9 PN6/10",3553,"P2"]
[null,2175545,"Yonos MAXO-Z 65/0,5-12 PN6/10",7326,"P2"]
[null,2176066,"TOP-Z30/10 DM PN6/10 RMOT.from 03/2017",1145,"P2"]
[null,2176067,"TOP-Z40/7 DM GG/RG RMOT.from 03/2017",2053,"P2"]
[null,2176068,"TOP-ZV50/6 DM RMOT.from 03/2017",2301,"P2"]
[null,2176069,"TOP-Z50/7 DM GG/RG RMOT.from 03/2017",3610,"P2"]
[null,2176070,"TOP-Z/ZV65/10 DM RMOT.from 03/2017",4237,"P2"]
[null,2176071,"TOP-Z80/10 DM GG/RG RMOT.from 03/2017",5387,"P2"]
[null,2191261,"Yonos MAXO-Z 25/0,5-7 RMOT.",1207,"P2"]
[null,2191262,"Yonos MAXO-Z 25/0,5-10 RMOT.",1606,"P2"]
[null,2191263,"Yonos MAXO-Z 30/0,5-7 RMOT.",1359,"P2"]
[null,2191264,"Yonos MAXO-Z 30/0,5-12 RMOT.",1935,"P2"]
[null,2191265,"Yonos MAXO-Z 40/0,5-8 RMOT.",2594,"P2"]
[null,2191266,"Yonos MAXO-Z 40/0,5-12 RMOT.",2759,"P2"]
[null,2191267,"Yonos MAXO-Z 50/0,5-9 RMOT.",3375,"P2"]
[null,2191268,"Yonos MAXO-Z 65/0,5-12 RMOT. <23w48",6960,"P2"]
[null,2210113,"Yonos MAXO 32/0,5-10 PN6/10",1257,"P2"]
[null,2210114,"Yonos MAXO 32/0,5-11 PN6/10",1553,"P2"]
[null,2815173,"TOP S 25/7 1PH RMOT-A",478,"P2"]
[null,2095080,"STRATOS 25/1-6 RMOT.CAN",727,"P2"]
[null,2095081,"STRATOS 25/1-8 RMOT.CAN",833,"P2"]
[null,2095082,"STRATOS 30/1-6 RMOT.CAN",888,"P2"]
[null,2095083,"STRATOS 30(-D 32)/1-8 RMOT.CAN",931,"P2"]
[null,2095084,"STRATOS 30/1-12 RMOT.CAN",1472,"P2"]
[null,2095085,"STRATOS /-D 32/1-12 RMOT.CAN",1662,"P2"]
[null,2095086,"STRATOS 40/1-4 RMOT.CAN",1058,"P2"]
[null,2095087,"STRATOS /-D 40/1-8 RMOT.CAN",1170,"P2"]
[null,2095088,"STRATOS /-D 40/1-12 RMOT.CAN",1919,"P2"]
[null,2095089,"STRATOS /-D 50/1-8 RMOT.CAN",1893,"P2"]
[null,2095090,"STRATOS /-D 50/1-9 RMOT.CAN",2614,"P2"]
[null,2095091,"STRATOS /-D 50/1-12 RMOT.CAN",2970,"P2"]
[null,2095092,"STRATOS 65/1-9 RMOT.CAN",2786,"P2"]
[null,2095093,"STRATOS /-D 65/1-12 RMOT.CAN",3425,"P2"]
[null,2095094,"STRATOS /-D 80/1-12 RMOT.CAN",3714,"P2"]
[null,2095095,"STRATOS 100/1-12 RMOT.CAN",3988,"P2"]
[null,2095096,"STRATOS-Z 25/1-8 RMOT.CAN",1185,"P2"]
[null,2095097,"STRATOS-Z 30/1-8 RMOT.CAN",1318,"P2"]
[null,2095098,"STRATOS-Z 30/1-12 RMOT.CAN",1626,"P2"]
[null,2095099,"STRATOS-ZD 32/1-12 RMOT.CAN",3127,"P2"]
[null,2095100,"STRATOS-Z 40/1-8 RMOT.CAN",2492,"P2"]
[null,2095101,"STRATOS-Z 40/1-12 RMOT.CAN",2985,"P2"]
[null,2095102,"STRATOS-Z 50/1-9 RMOT.CAN",3272,"P2"]
[null,2095103,"STRATOS-Z 65/1-12 RMOT.CAN",5148,"P2"]
[null,2119570,"STRATOS 25/1-4 RMOT.",600,"P2"]
[null,2119571,"STRATOS 25/1-10 RMOT.",935,"P2"]
[null,2119572,"STRATOS 30/1-4 RMOT.",747,"P2"]
[null,2119573,"STRATOS 30/1-10 RMOT.",1029,"P2"]
[null,2119574,"STRATOS 32/1-10 RMOT.",838,"P2"]
[null,2119575,"STRATOS 40/1-10 RMOT.",1270,"P2"]
[null,2119576,"STRATOS 50/1-10 RMOT.",1440,"P2"]
[null,2146337,"STRATOS /-D 40/1-16 RMOT.",2308,"P2"]
[null,2146338,"STRATOS /-D 50/1-16 RMOT.",3429,"P2"]
[null,2146339,"STRATOS /-D 65/1-16 RMOT.",3666,"P2"]
[null,2146520,"STRATOS 25/1-12 RMOT.",1058,"P2"]
[null,2150599,"STRATOS-D 65/1-16 PN6/10",5053,"P2"]
[null,2163268,"STRATOS /-D 65/1-12 RMOT.(SW>=6.12)",3425,"P2"]
[null,2163269,"STRATOS /-D 80/1-6 RMOT.",3117,"P2"]
[null,2219220,"Yonos MAXO-Z 32/0,5-16 PN6/10",2402,"P2"]
[null,2219221,"Yonos MAXO-Z 40/0,5-16 PN6/10",4289,"P2"]
[null,2219222,"Yonos MAXO-Z 50/0,5-16 PN6/10",4893,"P2"]
[null,2219223,"Yonos MAXO-Z 65/0,5-16 PN6/10",7769,"P2"]
[null,2225510,"Atmos GIGA-D 100/230-5,5/4",14744,"P3"]
[null,4259659,"Hydraulic kit + elec. motor EN",1072,"P3"]
[null,9126701,"Atmos GIGA-B 32/250.1-1,5/4",3596,"P3"]
[null,9126702,"Atmos GIGA-B 32/240.1-1,1/4",3544,"P3"]
[null,9126703,"Atmos GIGA-B 32/230.1-0,75/4",3394,"P3"]
[null,9126704,"Atmos GIGA-B 32/220.1-0,55/4",3569,"P3"]
[null,9126706,"Atmos GIGA-B 32/125-0,55/4",3079,"P3"]
[null,9126707,"Atmos GIGA-B 32/115-0,37/4",3204,"P3"]
[null,9126708,"Atmos GIGA-B 32/105-0,25/4",3198,"P3"]
[null,9126711,"Atmos GIGA-B 40/125-0,75/4",3153,"P3"]
[null,9126712,"Atmos GIGA-B 40/115-0,55/4",3171,"P3"]
[null,9126713,"Atmos GIGA-B 40/105-0,37/4",3014,"P3"]
[null,9126714,"Atmos GIGA-B 40/95-0,25/4",3009,"P3"]
[null,9126716,"Atmos GIGA-B 50/125-1,1/4",3310,"P3"]
[null,9126717,"Atmos GIGA-B 50/115-0,75/4",3257,"P3"]
[null,9126718,"Atmos GIGA-B 50/105-0,55/4",3266,"P3"]
[null,9126719,"Atmos GIGA-B 50/95-0,37/4",3095,"P3"]
[null,9126721,"Atmos GIGA-B 32/250.1-11/2",6198,"P3"]
[null,9126723,"Atmos GIGA-B 32/240.1-7,5/2",4829,"P3"]
[null,9126724,"Atmos GIGA-B 32/230.1-5,5/2",4712,"P3"]
[null,9126726,"Atmos GIGA-B 32/125-4/2",3496,"P3"]
[null,9126727,"Atmos GIGA-B 32/115-3/2",3302,"P3"]
[null,9126728,"Atmos GIGA-B 32/105-2,2/2",3161,"P3"]
[null,9126729,"Atmos GIGA-B 32/95-1,5/2",3129,"P3"]
[null,9126730,"Atmos GIGA-B 32/85-1,1/2",3045,"P3"]
[null,9132647,"Atmos GIGA-B 65/125-1,1/4",3473,"P3"]
[null,9132648,"Atmos GIGA-B 65/115-0,75/4",3412,"P3"]
[null,9132649,"Atmos GIGA-B 65/105-0,55/4",3429,"P3"]
[null,9132651,"Atmos GIGA-B 150/200-15/4",10540,"P3"]
[null,9132652,"Atmos GIGA-B 150/190-11/4",9573,"P3"]
[null,9132653,"Atmos GIGA-B 150/180-7,5/4",9242,"P3"]
[null,9135339,"Atmos GIGA-B 125/315-45/4-X5",17845,"P3"]
[null,9135340,"Atmos GIGA-B 125/305-37/4-X5",15683,"P3"]
[null,9135341,"Atmos GIGA-B 125/380-55/4-X5",29768,"P3"]
[null,9135342,"Atmos GIGA-B 125/400-90/4-IE3",35605,"P3"]
[null,9135343,"Atmos GIGA-B 125/370-45/4-X5",18614,"P3"]
[null,9135344,"Atmos GIGA-B 125/390-75/4-IE3",34098,"P3"]
[null,9135345,"Atmos GIGA-B 125/360-37/4-X5",16420,"P3"]
[null,9135346,"Atmos GIGA-B 150/315-55/4-X5",28926,"P3"]
[null,9135347,"Atmos GIGA-B 150/305-45/4-X5",19425,"P3"]
[null,9135348,"Atmos GIGA-B 150/295-37/4-X5",17835,"P3"]
[null,9139895,"Atmos GIGA-B 80/315-22/4",8101,"P3"]
[null,9139896,"Atmos GIGA-B 80/305-18,5/4",7170,"P3"]
[null,9139897,"Atmos GIGA-B 80/295-15/4",6829,"P3"]
[null,9139898,"Atmos GIGA-B 80/285-11/4",6684,"P3"]
[null,9139900,"Atmos GIGA-B 100/200-75/2-IE3",30583,"P3"]
[null,9139901,"Atmos GIGA-B 100/190-55/2-X5",19799,"P3"]
[null,9139902,"Atmos GIGA-B 100/180-45/2-X5",14125,"P3"]
[null,9139903,"Atmos GIGA-B 100/175-37/2",13287,"P3"]
[null,9139904,"Atmos GIGA-B 100/165-30/2",10929,"P3"]
[null,9139906,"Atmos GIGA-B 100/250-132/2-IE3",43531,"P3"]
[null,9139907,"Atmos GIGA-B 100/240-110/2-IE3",42146,"P3"]
[null,9139908,"Atmos GIGA-B 100/230-90/2-IE3",31349,"P3"]
[null,9139909,"Atmos GIGA-B 100/220-75/2-IE3",30783,"P3"]
[null,9139910,"Atmos GIGA-B 100/210-55/2-X5",20000,"P3"]
[null,9139911,"Atmos GIGA-B 125/200-90/2-IE3",31125,"P3"]
[null,9139912,"Atmos GIGA-B 125/190-75/2-IE3",30706,"P3"]
[null,9139913,"Atmos GIGA-B 125/180-55/2-X5",20211,"P3"]
[null,9139914,"Atmos GIGA-B 125/170-45/2-X5",13754,"P3"]
[null,9139921,"Atmos GIGA-B 150/200-110/2-IE3",42662,"P3"]
[null,9139922,"Atmos GIGA-B 150/190-90/2-IE3",31897,"P3"]
[null,9139923,"Atmos GIGA-B 150/180-75/2-IE3",31477,"P3"]
[null,9139931,"Atmos GIGA-B 150/400-110/4-IE3",44119,"P3"]
[null,9139932,"Atmos GIGA-B 150/390-90/4-IE3",33477,"P3"]
[null,9139933,"Atmos GIGA-B 150/390-75/4-IE3",32052,"P3"]
[null,9139934,"Atmos GIGA-B 150/380-75/4-IE3",32052,"P3"]
[null,9139935,"Atmos GIGA-B 150/380-55/4-X5",27956,"P3"]
[null,9139936,"Atmos GIGA-B 150/370-55/4-X5",27956,"P3"]
[null,9139940,"Atmos GIGA-B 32/125.1-0,37/4",1668,"P3"]
[null,9139941,"Atmos GIGA-B 32/115.1-0,25/4",1637,"P3"]
[null,9139945,"Atmos GIGA-B 32/125.1-3/2",3095,"P3"]
[null,9139946,"Atmos GIGA-B 32/115.1-2,2/2",2606,"P3"]
[null,9139947,"Atmos GIGA-B 32/105.1-1,5/2",2507,"P3"]
[null,9139948,"Atmos GIGA-B 32/95.1-1,1/2",2408,"P3"]
[null,9139949,"Atmos GIGA-B 32/85.1-0,75/2",2295,"P3"]
[null,9139951,"Atmos GIGA-B 32/160.1-0,55/4",1985,"P3"]
[null,9139952,"Atmos GIGA-B 32/150.1-0,37/4",1784,"P3"]
[null,9139953,"Atmos GIGA-B 32/140.1-0,25/4",1717,"P3"]
[null,9139957,"Atmos GIGA-B 32/160.1-4/2",3625,"P3"]
[null,9139958,"Atmos GIGA-B 32/150.1-3/2",3472,"P3"]
[null,9139959,"Atmos GIGA-B 32/140.1-2,2/2",2568,"P3"]
[null,9139960,"Atmos GIGA-B 32/130.1-1,5/2",2423,"P3"]
[null,9139962,"Atmos GIGA-B 32/200.1-0,75/4",2168,"P3"]
[null,9139963,"Atmos GIGA-B 32/190.1-0,55/4",2111,"P3"]
[null,9139964,"Atmos GIGA-B 32/180.1-0,37/4",1983,"P3"]
[null,9139965,"Atmos GIGA-B 32/170.1-0,25/4",1826,"P3"]
[null,9140045,"Atmos GIGA-B 65/315-110/2-IE3",42401,"P3"]
[null,9140046,"Atmos GIGA-B 65/305-90/2-IE3",31567,"P3"]
[null,9140047,"Atmos GIGA-B 65/295-75/2-IE3",31148,"P3"]
[null,9140052,"Atmos GIGA-B 100/315-200/2-IE3",50518,"P3"]
[null,9140053,"Atmos GIGA-B 100/305-160/2-IE3",45391,"P3"]
[null,9140054,"Atmos GIGA-B 100/295-132/2-IE3",44351,"P3"]
[null,9140057,"Atmos GIGA-B 32/240-2,2/4",2749,"P3"]
[null,9140058,"Atmos GIGA-B 32/230-1,5/4",2590,"P3"]
[null,9140060,"Atmos GIGA-B 32/250-3/4",3834,"P3"]
[null,9140063,"Atmos GIGA-B 32/250-18,5/2",5721,"P3"]
[null,9140064,"Atmos GIGA-B 32/240-15/2",6058,"P3"]
[null,9140065,"Atmos GIGA-B 32/230-11/2",5908,"P3"]
[null,9140066,"Atmos GIGA-B 32/225-7,5/2",4496,"P3"]
[null,9140192,"Atmos GIGA-B 65/250-55/2-X5",19647,"P3"]
[null,9140194,"Atmos GIGA-B 65/240-45/2-X5",14169,"P3"]
[null,9140195,"Atmos GIGA-B 65/230-37/2",12210,"P3"]
[null,9140196,"Atmos GIGA-B 65/225-30/2",9483,"P3"]
[null,9140197,"Atmos GIGA-B 65/215-22/2",7638,"P3"]
[null,9140198,"Atmos GIGA-B 80/250-90/2-IE3",31072,"P3"]
[null,9140199,"Atmos GIGA-B 80/240-75/2-IE3",31072,"P3"]
[null,9140200,"Atmos GIGA-B 80/230-55/2-X5",19870,"P3"]
[null,9140201,"Atmos GIGA-B 80/220-45/2-X5",14637,"P3"]
[null,9140202,"Atmos GIGA-B 80/215-37/2",12690,"P3"]
[null,9140204,"Atmos GIGA-B 40/315-7,5/4",3605,"P3"]
[null,9140205,"Atmos GIGA-B 40/305-5,5/4",3452,"P3"]
[null,9140207,"Atmos GIGA-B 40/295-4/4",5348,"P3"]
[null,9140210,"Atmos GIGA-B 40/315-55/2-X5",20205,"P3"]
[null,9140211,"Atmos GIGA-B 40/305-45/2-X5",15206,"P3"]
[null,9140212,"Atmos GIGA-B 40/295-37/2",12672,"P3"]
[null,9140213,"Atmos GIGA-B 40/285-30/2",10559,"P3"]
[null,9140216,"Atmos GIGA-B 50/315-11/4",6250,"P3"]
[null,9140217,"Atmos GIGA-B 50/305-7,5/4",4877,"P3"]
[null,9140219,"Atmos GIGA-B 50/295-5,5/4",4715,"P3"]
[null,9140222,"Atmos GIGA-B 50/315-75/2-IE3",30965,"P3"]
[null,9140223,"Atmos GIGA-B 50/305-55/2-X5",20181,"P3"]
[null,9140224,"Atmos GIGA-B 50/295-45/2-X5",15416,"P3"]
[null,9140225,"Atmos GIGA-B 50/285-37/2",12847,"P3"]
[null,2202362,"Atmos GIGA-I 200/250-30/4",13713,"P3"]
[null,2202363,"Atmos GIGA-I 200/240-22/4",12047,"P3"]
[null,2202364,"Atmos GIGA-I 200/230-18,5/4",11787,"P3"]
[null,2202365,"Atmos GIGA-I 200/220-15/4",10445,"P3"]
[null,2202366,"Atmos GIGA-I 200/210-11/4",10286,"P3"]
[null,2213875,"Atmos GIGA-B 50/200-22/2",7484,"P3"]
[null,2213876,"Atmos GIGA-B 50/190-18,5/2",6760,"P3"]
[null,2213877,"Atmos GIGA-B 50/180-15/2",6495,"P3"]
[null,2213879,"Atmos GIGA-B 50/250-37/2",9545,"P3"]
[null,2213880,"Atmos GIGA-B 50/240-30/2",9037,"P3"]
[null,2213881,"Atmos GIGA-B 50/230-22/2",7923,"P3"]
[null,2213885,"Atmos GIGA-B 65/125-11/2",5631,"P3"]
[null,2213886,"Atmos GIGA-B 65/115-7,5/2",6724,"P3"]
[null,2213887,"Atmos GIGA-B 65/105-5,5/2",4509,"P3"]
[null,2213888,"Atmos GIGA-B 65/95-4/2",3400,"P3"]
[null,2213892,"Atmos GIGA-B 65/160-18,5/2",6110,"P3"]
[null,2213893,"Atmos GIGA-B 65/150-15/2",6176,"P3"]
[null,2213894,"Atmos GIGA-B 65/140-11/2",5930,"P3"]
[null,2213895,"Atmos GIGA-B 65/200-37/2",9488,"P3"]
[null,2213896,"Atmos GIGA-B 65/190-30/2",8980,"P3"]
[null,2213897,"Atmos GIGA-B 65/180-22/2",7741,"P3"]
[null,2213898,"Atmos GIGA-B 65/170-18,5/2",6688,"P3"]
[null,2213909,"Atmos GIGA-B 80/160-30/2",8560,"P3"]
[null,2213910,"Atmos GIGA-B 80/150-22/2",7443,"P3"]
[null,2213911,"Atmos GIGA-B 80/140-18,5/2",10740,"P3"]
[null,2213912,"Atmos GIGA-B 80/130-15/2",6054,"P3"]
[null,2213913,"Atmos GIGA-B 80/120-11/2",6026,"P3"]
[null,2213918,"Atmos GIGA-B 80/200-55/2-X5",21334,"P3"]
[null,2213919,"Atmos GIGA-B 80/190-45/2-X5",12155,"P3"]
[null,2213920,"Atmos GIGA-B 80/180-37/2",9604,"P3"]
[null,2213921,"Atmos GIGA-B 80/170-30/2",9096,"P3"]
[null,2213922,"Atmos GIGA-B 80/165-22/2",7900,"P3"]
[null,2213929,"Atmos GIGA-B 100/160-30/2",9168,"P3"]
[null,2213930,"Atmos GIGA-B 100/150-22/2",7583,"P3"]
[null,2213931,"Atmos GIGA-B 100/140-18,5/2",7038,"P3"]
[null,2214123,"Atmos GIGA-B 65/200-30/2",8984,"P3"]
[null,2214125,"Atmos GIGA-B 65/180-18,5/2",6688,"P3"]
[null,2214126,"Atmos GIGA-B 65/170-15/2",6559,"P3"]
[null,2214133,"Atmos GIGA-B 80/160-22/2",7240,"P3"]
[null,2214134,"Atmos GIGA-B 65/160-15/2",5979,"P3"]
[null,2214137,"Atmos GIGA-B 50/200-18,5/2",6624,"P3"]
[null,2214140,"Atmos GIGA-B 50/250-30/2",9037,"P3"]
[null,2214145,"Atmos GIGA-B 50/230-18,5/2",6856,"P3"]
[null,2214154,"Atmos GIGA-B 125/250-132/2-IE3",57438,"P3"]
[null,2214155,"Atmos GIGA-B 125/240-110/2-IE3",55581,"P3"]
[null,2214157,"Atmos GIGA-B 125/220-75/2-IE3",33626,"P3"]
[null,2214160,"Atmos GIGA-B 100/200-55/2-X5",22234,"P3"]
[null,2214164,"Atmos GIGA-B 100/250-110/2-IE3",55192,"P3"]
[null,2214166,"Atmos GIGA-B 100/230-75/2-IE3",33424,"P3"]
[null,2214168,"Atmos GIGA-B 100/180-37/2",9851,"P3"]
[null,2214169,"Atmos GIGA-B 125/200-75/2-IE3",33359,"P3"]
[null,2214170,"Atmos GIGA-B 80/200-45/2-X5",12932,"P3"]
[null,2214179,"Atmos GIGA-B 80/315-132/2-IE3",57531,"P3"]
[null,2214180,"Atmos GIGA-B 100/315-160/2-IE3",59209,"P3"]
[null,2214181,"Atmos GIGA-B 80/250-75/2-IE3",33361,"P3"]
[null,2214182,"Atmos GIGA-B 65/305-75/2-IE3",34045,"P3"]
[null,2214185,"Atmos GIGA-B 65/250-45/2-X5",12576,"P3"]
[null,2214186,"Atmos GIGA-B 100/305-132/2-IE3",57803,"P3"]
[null,2214187,"Atmos GIGA-B 100/295-110/2-IE3",55884,"P3"]
[null,2214190,"Atmos GIGA-B 80/305-110/2-IE3",55671,"P3"]
[null,2214192,"Atmos GIGA-B 80/285-75/2-IE3",33840,"P3"]
[null,2214193,"Atmos GIGA-B 80/230-45/2-X5",12609,"P3"]
[null,2214194,"Atmos GIGA-B 80/220-37/2",10050,"P3"]
[null,2214196,"Atmos GIGA-B 65/240-37/2",9664,"P3"]
[null,2214199,"Atmos GIGA-B 50/305-45/2-X5",13509,"P3"]
[null,2214200,"Atmos GIGA-B 50/295-37/2",10248,"P3"]
[null,2216688,"Atmos GIGA-B 100/130-15/2",6657,"P3"]
[null,2217390,"IL-E65/210-18,5/2",16174,"P3"]
[null,2217392,"IL-E80/190-18,5/2",16204,"P3"]
[null,2217394,"IL-E100/160-18,5/2",16145,"P3"]
[null,2217396,"IL-E100/270-11/4",15466,"P3"]
[null,2217398,"IL-E150/220-11/4",16951,"P3"]
[null,2217400,"IL-E150/250-15/4",19480,"P3"]
[null,2217402,"IL-E150/260-18,5/4",20999,"P3"]
[null,2217404,"IL-E150/270-22/4",22556,"P3"]
[null,2217406,"IL-E200/240-15/4",22812,"P3"]
[null,2217408,"IL-E200/250-18,5/4",24259,"P3"]
[null,2217410,"IL-E200/260-22/4",25781,"P3"]
[null,2217412,"DL-E65/210-18,5/2",30810,"P3"]
[null,2217414,"DL-E80/190-18,5/2",31340,"P3"]
[null,2217416,"DL-E100/160-18,5/2",31992,"P3"]
[null,2217418,"DL-E100/270-11/4",31234,"P3"]
[null,2217420,"DL-E150/220-11/4",33525,"P3"]
[null,2217422,"DL-E150/250-15/4",36395,"P3"]
[null,2217424,"DL-E150/260-18,5/4",39504,"P3"]
[null,2217426,"DL-E150/270-22/4",42737,"P3"]
[null,2217428,"DL-E200/240-15/4",34350,"P3"]
[null,2217430,"DL-E200/250-18,5/4",37270,"P3"]
[null,2217432,"DL-E200/260-22/4",40270,"P3"]
[null,2218480,"Atmos GIGA-I 100/250-11/4",7462,"P3"]
[null,2218481,"Atmos GIGA-I 100/250-11/4-S1",8187,"P3"]
[null,2218482,"Atmos GIGA-I 100/250-7,5/4",6699,"P3"]
[null,2218483,"Atmos GIGA-I 100/250-7,5/4-S1",7425,"P3"]
[null,2218484,"Atmos GIGA-I 100/240-7,5/4",6663,"P3"]
[null,2218485,"Atmos GIGA-I 100/240-7,5/4-S1",7388,"P3"]
[null,2218486,"Atmos GIGA-I 100/240-5,5/4",6380,"P3"]
[null,2218487,"Atmos GIGA-I 100/240-5,5/4-S1",7107,"P3"]
[null,2218488,"Atmos GIGA-I 100/230-5,5/4",6709,"P3"]
[null,2218489,"Atmos GIGA-I 100/230-5,5/4-S1",7434,"P3"]
[null,2218490,"Atmos GIGA-I 125/250-15/4",8618,"P3"]
[null,2218491,"Atmos GIGA-I 125/250-15/4-S1",17044,"P3"]
[null,2218492,"Atmos GIGA-I 125/250-11/4",7539,"P3"]
[null,2218493,"Atmos GIGA-I 125/250-11/4-S1",8265,"P3"]
[null,2218494,"Atmos GIGA-I 125/240-11/4",7700,"P3"]
[null,2218495,"Atmos GIGA-I 125/240-11/4-S1",8426,"P3"]
[null,2218496,"Atmos GIGA-I 125/240-7,5/4",6923,"P3"]
[null,2218497,"Atmos GIGA-I 125/240-7,5/4-S1",7649,"P3"]
[null,2218498,"Atmos GIGA-I 125/230-7,5/4",7329,"P3"]
[null,2218499,"Atmos GIGA-I 125/230-7,5/4-S1",8056,"P3"]
[null,2218500,"Atmos GIGA-I 125/230-5,5/4",7058,"P3"]
[null,2218501,"Atmos GIGA-I 125/230-5,5/4-S1",7783,"P3"]
[null,2218502,"Atmos GIGA-I 125/220-5,5/4",7292,"P3"]
[null,2218503,"Atmos GIGA-I 125/220-5,5/4-S1",8018,"P3"]
[null,2218504,"Atmos GIGA-I 150/250-22/4",10251,"P3"]
[null,2218505,"Atmos GIGA-I 150/250-22/4-S1",12128,"P3"]
[null,2218506,"Atmos GIGA-I 150/250-18,5/4",10251,"P3"]
[null,2218507,"Atmos GIGA-I 150/250-18,5/4-S1",10977,"P3"]
[null,2218508,"Atmos GIGA-I 150/240-18,5/4",9962,"P3"]
[null,2218509,"Atmos GIGA-I 150/240-18,5/4-S1",10981,"P3"]
[null,2218510,"Atmos GIGA-I 150/240-15/4",9971,"P3"]
[null,2218511,"Atmos GIGA-I 150/240-15/4-S1",10697,"P3"]
[null,2218512,"Atmos GIGA-I 150/230-15/4",8789,"P3"]
[null,2218513,"Atmos GIGA-I 150/230-15/4-S1",10793,"P3"]
[null,2218514,"Atmos GIGA-I 150/230-11/4",7578,"P3"]
[null,2218515,"Atmos GIGA-I 150/230-11/4-S1",17215,"P3"]
[null,2218516,"Atmos GIGA-I 150/220-11/4",8560,"P3"]
[null,2218517,"Atmos GIGA-I 150/220-11/4-S1",17430,"P3"]
[null,2218518,"Atmos GIGA-I 125/315-30/4",12227,"P3"]
[null,2218519,"Atmos GIGA-I 125/315-30/4-S1",11405,"P3"]
[null,2218520,"Atmos GIGA-I 125/315-22/4",10581,"P3"]
[null,2218521,"Atmos GIGA-I 125/315-22/4-S1",11112,"P3"]
[null,2218522,"Atmos GIGA-I 125/305-22/4",10992,"P3"]
[null,2218523,"Atmos GIGA-I 125/305-22/4-S1",11228,"P3"]
[null,2218524,"Atmos GIGA-I 125/305-18,5/4",10691,"P3"]
[null,2218525,"Atmos GIGA-I 125/305-18,5/4-S1",17649,"P3"]
[null,2218526,"Atmos GIGA-I 125/295-18,5/4",10791,"P3"]
[null,2218527,"Atmos GIGA-I 125/295-18,5/4-S1",17742,"P3"]
[null,2218528,"Atmos GIGA-I 125/295-15/4",9509,"P3"]
[null,2218529,"Atmos GIGA-I 125/295-15/4-S1",8961,"P3"]
[null,2218530,"Atmos GIGA-I 125/285-15/4",8981,"P3"]
[null,2218531,"Atmos GIGA-I 125/285-15/4-S1",9510,"P3"]
[null,2218532,"Atmos GIGA-I 200/315-55/4-P6",28206,"P3"]
[null,2218533,"Atmos GIGA-I 200/315-55/4-P6-S1",28635,"P3"]
[null,2218534,"Atmos GIGA-I 200/315-45/4-P6",21128,"P3"]
[null,2218535,"Atmos GIGA-I 200/315-45/4-P6-S1",21557,"P3"]
[null,2218536,"Atmos GIGA-I 200/305-45/4-P6",21389,"P3"]
[null,2218537,"Atmos GIGA-I 200/305-45/4-P6-S1",21819,"P3"]
[null,2218538,"Atmos GIGA-I 200/305-37/4-P6",30773,"P3"]
[null,2218539,"Atmos GIGA-I 200/305-37/4-P6-S1",31203,"P3"]
[null,2218540,"Atmos GIGA-I 200/295-37/4-P6",31051,"P3"]
[null,2218541,"Atmos GIGA-I 200/295-37/4-P6-S1",31481,"P3"]
[null,2218542,"Atmos GIGA-I 200/295-30/4",14548,"P3"]
[null,2218543,"Atmos GIGA-I 200/295-30/4-S1",15927,"P3"]
[null,2218544,"Atmos GIGA-I 200/285-30/4",14466,"P3"]
[null,2218545,"Atmos GIGA-I 200/285-30/4-S1",15845,"P3"]
[null,2218546,"Atmos GIGA-I 200/285-22/4",12521,"P3"]
[null,2218547,"Atmos GIGA-I 200/285-22/4-S1",13899,"P3"]
[null,2218548,"Atmos GIGA-I 200/275-22/4",13234,"P3"]
[null,2218549,"Atmos GIGA-I 200/275-22/4-S1",14612,"P3"]
[null,2219010,"Atmos GIGA-I 32/160-0,55/4",3028,"P3"]
[null,2219011,"Atmos GIGA-I 32/160-0,55/4-S1",3657,"P3"]
[null,2219012,"Atmos GIGA-I 32/150-0,37/4",3110,"P3"]
[null,2219013,"Atmos GIGA-I 32/150-0,37/4-S1",3737,"P3"]
[null,2219014,"Atmos GIGA-I 32/140-0,25/4",3123,"P3"]
[null,2219015,"Atmos GIGA-I 32/140-0,25/4-S1",3201,"P3"]
[null,2219016,"Atmos GIGA-I 32/160-4/2",3514,"P3"]
[null,2219017,"Atmos GIGA-I 32/160-4/2-S1",4143,"P3"]
[null,2219018,"Atmos GIGA-I 32/150-3/2",3386,"P3"]
[null,2219019,"Atmos GIGA-I 32/150-3/2-S1",4014,"P3"]
[null,2219020,"Atmos GIGA-I 32/140-2,2/2",3238,"P3"]
[null,2219021,"Atmos GIGA-I 32/140-2,2/2-S1",3867,"P3"]
[null,2219022,"Atmos GIGA-I 32/130-1,5/2",3226,"P3"]
[null,2219023,"Atmos GIGA-I 32/130-1,5/2-S1",3855,"P3"]
[null,2219026,"Atmos GIGA-I 65/125-1,1/4",3094,"P3"]
[null,2219027,"Atmos GIGA-I 65/125-1,1/4-S1",3567,"P3"]
[null,2219028,"Atmos GIGA-I 65/115-0,75/4",3639,"P3"]
[null,2219029,"Atmos GIGA-I 65/115-0,75/4-S1",4112,"P3"]
[null,2219030,"Atmos GIGA-I 65/105-0,55/4",3102,"P3"]
[null,2219031,"Atmos GIGA-I 65/105-0,55/4-S1",3577,"P3"]
[null,2219032,"Atmos GIGA-I 65/95-0,37/4",3600,"P3"]
[null,2219033,"Atmos GIGA-I 65/95-0,37/4-S1",4073,"P3"]
[null,2219034,"Atmos GIGA-I 65/125-7,5/2",4822,"P3"]
[null,2219035,"Atmos GIGA-I 65/125-7,5/2-S1",5296,"P3"]
[null,2219036,"Atmos GIGA-I 65/115-5,5/2",4555,"P3"]
[null,2219037,"Atmos GIGA-I 65/115-5,5/2-S1",5029,"P3"]
[null,2219038,"Atmos GIGA-I 65/105-4/2",3611,"P3"]
[null,2219039,"Atmos GIGA-I 65/105-4/2-S1",4085,"P3"]
[null,2219040,"Atmos GIGA-I 65/95-3/2",3413,"P3"]
[null,2219041,"Atmos GIGA-I 65/95-3/2-S1",3887,"P3"]
[null,2219042,"Atmos GIGA-I 80/250-7,5/4",6623,"P3"]
[null,2219043,"Atmos GIGA-I 80/250-7,5/4-S1",7348,"P3"]
[null,2219044,"Atmos GIGA-I 80/240-5,5/4",6192,"P3"]
[null,2219045,"Atmos GIGA-I 80/240-5,5/4-S1",6918,"P3"]
[null,2219046,"Atmos GIGA-I 80/230-4/4",5366,"P3"]
[null,2219047,"Atmos GIGA-I 80/230-4/4-S1",6092,"P3"]
[null,2219048,"Atmos GIGA-I 100/160-3/4",4336,"P3"]
[null,2219049,"Atmos GIGA-I 100/160-3/4-S1",4965,"P3"]
[null,2219050,"Atmos GIGA-I 100/150-2,2/4",4365,"P3"]
[null,2219051,"Atmos GIGA-I 100/150-2,2/4-S1",4994,"P3"]
[null,2219052,"Atmos GIGA-I 100/140-1,5/4",4177,"P3"]
[null,2219053,"Atmos GIGA-I 100/140-1,5/4-S1",4806,"P3"]
[null,2219054,"Atmos GIGA-I 100/130-1,1/4",4123,"P3"]
[null,2219055,"Atmos GIGA-I 100/130-1,1/4-S1",4751,"P3"]
[null,2219056,"Atmos GIGA-I 100/160-30/2",8043,"P3"]
[null,2219057,"Atmos GIGA-I 100/160-30/2-S1",8671,"P3"]
[null,2219058,"Atmos GIGA-I 100/160-22/2",8204,"P3"]
[null,2219059,"Atmos GIGA-I 100/160-22/2-S1",8832,"P3"]
[null,2219060,"Atmos GIGA-I 100/150-22/2",8381,"P3"]
[null,2219061,"Atmos GIGA-I 100/150-22/2-S1",9008,"P3"]
[null,2219062,"Atmos GIGA-I 100/140-18,5/2",6949,"P3"]
[null,2219063,"Atmos GIGA-I 100/140-18,5/2-S1",7577,"P3"]
[null,2219064,"Atmos GIGA-I 100/130-15/2",6913,"P3"]
[null,2219065,"Atmos GIGA-I 100/130-15/2-S1",7542,"P3"]
[null,2219066,"Atmos GIGA-I 100/120-11/2",6031,"P3"]
[null,2219067,"Atmos GIGA-I 100/120-11/2-S1",6659,"P3"]
[null,2219068,"Atmos GIGA-I 100/200-7,5/4",6077,"P3"]
[null,2219069,"Atmos GIGA-I 100/200-7,5/4-S1",6654,"P3"]
[null,2219070,"Atmos GIGA-I 100/200-5,5/4",5817,"P3"]
[null,2219071,"Atmos GIGA-I 100/200-5,5/4-S1",6373,"P3"]
[null,2219072,"Atmos GIGA-I 100/190-5,5/4",5977,"P3"]
[null,2219073,"Atmos GIGA-I 100/190-5,5/4-S1",6533,"P3"]
[null,2219074,"Atmos GIGA-I 100/180-4/4",5271,"P3"]
[null,2219075,"Atmos GIGA-I 100/180-4/4-S1",5827,"P3"]
[null,2219076,"Atmos GIGA-I 100/170-3/4",5171,"P3"]
[null,2219077,"Atmos GIGA-I 100/170-3/4-S1",5726,"P3"]
[null,2219084,"Atmos GIGA-I 100/180-37/2",10885,"P3"]
[null,2219085,"Atmos GIGA-I 100/180-37/2-S1",11440,"P3"]
[null,2219086,"Atmos GIGA-I 100/170-30/2",9205,"P3"]
[null,2219087,"Atmos GIGA-I 100/170-30/2-S1",9760,"P3"]
[null,2219088,"Atmos GIGA-I 100/165-22/2",9612,"P3"]
[null,2219089,"Atmos GIGA-I 100/165-22/2-S1",10168,"P3"]
[null,2219090,"Atmos GIGA-I 125/160-4/4",5369,"P3"]
[null,2219091,"Atmos GIGA-I 125/160-4/4-S1",6046,"P3"]
[null,2219092,"Atmos GIGA-I 125/150-3/4",5402,"P3"]
[null,2219093,"Atmos GIGA-I 125/150-3/4-S1",6080,"P3"]
[null,2219094,"Atmos GIGA-I 125/140-2,2/4",5361,"P3"]
[null,2219095,"Atmos GIGA-I 125/140-2,2/4-S1",6038,"P3"]
[null,2219096,"Atmos GIGA-I 125/160-30/2",9089,"P3"]
[null,2219097,"Atmos GIGA-I 125/160-30/2-S1",9767,"P3"]
[null,2219098,"Atmos GIGA-I 125/150-22/2",9321,"P3"]
[null,2219099,"Atmos GIGA-I 125/150-22/2-S1",10000,"P3"]
[null,2219100,"Atmos GIGA-I 125/140-18,5/2",8106,"P3"]
[null,2219101,"Atmos GIGA-I 125/140-18,5/2-S1",8784,"P3"]
[null,2219102,"Atmos GIGA-I 125/130-15/2",7803,"P3"]
[null,2219103,"Atmos GIGA-I 125/130-15/2-S1",8480,"P3"]
[null,2219104,"Atmos GIGA-I 150/200-15/4",8489,"P3"]
[null,2219105,"Atmos GIGA-I 150/200-15/4-S1",16745,"P3"]
[null,2219106,"Atmos GIGA-I 150/200-11/4",7410,"P3"]
[null,2219107,"Atmos GIGA-I 150/200-11/4-S1",7966,"P3"]
[null,2219108,"Atmos GIGA-I 150/190-11/4",7281,"P3"]
[null,2219109,"Atmos GIGA-I 150/190-11/4-S1",7837,"P3"]
[null,2219110,"Atmos GIGA-I 150/180-7,5/4",7000,"P3"]
[null,2219111,"Atmos GIGA-I 150/180-7,5/4-S1",7555,"P3"]
[null,2219112,"Atmos GIGA-I 150/170-5,5/4",6729,"P3"]
[null,2219113,"Atmos GIGA-I 150/170-5,5/4-S1",7284,"P3"]
[null,2219134,"Atmos GIGA-I 150/315-45/4-P6",20927,"P3"]
[null,2219135,"Atmos GIGA-I 150/315-45/4-P6-S1",21357,"P3"]
[null,2219136,"Atmos GIGA-I 150/315-37/4-P6",30308,"P3"]
[null,2219137,"Atmos GIGA-I 150/315-37/4-P6-S1",30737,"P3"]
[null,2219138,"Atmos GIGA-I 150/305-37/4-P6",30491,"P3"]
[null,2219139,"Atmos GIGA-I 150/305-37/4-P6-S1",30921,"P3"]
[null,2219140,"Atmos GIGA-I 150/305-30/4",13952,"P3"]
[null,2219141,"Atmos GIGA-I 150/305-30/4-S1",15330,"P3"]
[null,2219142,"Atmos GIGA-I 150/295-30/4",14123,"P3"]
[null,2219143,"Atmos GIGA-I 150/295-30/4-S1",15503,"P3"]
[null,2219144,"Atmos GIGA-I 150/285-22/4",12410,"P3"]
[null,2219145,"Atmos GIGA-I 150/285-22/4-S1",13789,"P3"]
[null,2219146,"Atmos GIGA-I 150/285-18,5/4",12116,"P3"]
[null,2219147,"Atmos GIGA-I 150/285-18,5/4-S1",13496,"P3"]
[null,2219148,"Atmos GIGA-I 150/275-18,5/4",12247,"P3"]
[null,2219149,"Atmos GIGA-I 150/275-18,5/4-S1",13625,"P3"]
[null,2219150,"Atmos GIGA-I 150/275-15/4",11022,"P3"]
[null,2219151,"Atmos GIGA-I 150/275-15/4-S1",20103,"P3"]
[null,2219762,"Atmos GIGA-I 100/180-30/2",9128,"P3"]
[null,2219763,"Atmos GIGA-I 100/180-30/2-S1",9684,"P3"]
[null,2219764,"Atmos GIGA-I 40/160-0,75/4",3619,"P3"]
[null,2219765,"Atmos GIGA-I 40/160-0,75/4-S1",4247,"P3"]
[null,2219766,"Atmos GIGA-I 40/130-0,25/4",3227,"P3"]
[null,2219767,"Atmos GIGA-I 40/130-0,25/4-S1",3304,"P3"]
[null,2219768,"Atmos GIGA-I 40/140-3/2",3415,"P3"]
[null,2219769,"Atmos GIGA-I 40/140-3/2-S1",4043,"P3"]
[null,2220080,"Atmos GIGA-I 40/150-0,55/4",3156,"P3"]
[null,2220081,"Atmos GIGA-I 40/150-0,55/4-S1",3785,"P3"]
[null,2220082,"Atmos GIGA-I 40/140-0,37/4",3302,"P3"]
[null,2220083,"Atmos GIGA-I 40/140-0,37/4-S1",3931,"P3"]
[null,2220084,"Atmos GIGA-I 40/160-5,5/2",4832,"P3"]
[null,2220085,"Atmos GIGA-I 40/160-5,5/2-S1",5460,"P3"]
[null,2220086,"Atmos GIGA-I 40/150-4/2",3557,"P3"]
[null,2220087,"Atmos GIGA-I 40/150-4/2-S1",4185,"P3"]
[null,2220088,"Atmos GIGA-I 40/200-1,1/4",3383,"P3"]
[null,2220089,"Atmos GIGA-I 40/200-1,1/4-S1",3834,"P3"]
[null,2220090,"Atmos GIGA-I 40/190-0,75/4",3942,"P3"]
[null,2220091,"Atmos GIGA-I 40/190-0,75/4-S1",4103,"P3"]
[null,2220092,"Atmos GIGA-I 40/200-7,5/2",4826,"P3"]
[null,2220093,"Atmos GIGA-I 40/200-7,5/2-S1",5278,"P3"]
[null,2220104,"Atmos GIGA-I 50/125-5,5/2",4502,"P3"]
[null,2220105,"Atmos GIGA-I 50/125-5,5/2-S1",4976,"P3"]
[null,2220106,"Atmos GIGA-I 50/125-4/2",3559,"P3"]
[null,2220107,"Atmos GIGA-I 50/125-4/2-S1",4034,"P3"]
[null,2220108,"Atmos GIGA-I 50/115-4/2",3601,"P3"]
[null,2220109,"Atmos GIGA-I 50/115-4/2-S1",4076,"P3"]
[null,2220110,"Atmos GIGA-I 50/105-3/2",3392,"P3"]
[null,2220111,"Atmos GIGA-I 50/105-3/2-S1",3866,"P3"]
[null,2220112,"Atmos GIGA-I 50/95-2,2/2",3260,"P3"]
[null,2220113,"Atmos GIGA-I 50/95-2,2/2-S1",3733,"P3"]
[null,2220114,"Atmos GIGA-I 50/160-1,1/4",3326,"P3"]
[null,2220115,"Atmos GIGA-I 50/160-1,1/4-S1",3955,"P3"]
[null,2220116,"Atmos GIGA-I 50/150-0,75/4",3881,"P3"]
[null,2220117,"Atmos GIGA-I 50/150-0,75/4-S1",4510,"P3"]
[null,2220118,"Atmos GIGA-I 50/140-0,55/4",3366,"P3"]
[null,2220119,"Atmos GIGA-I 50/140-0,55/4-S1",3994,"P3"]
[null,2220120,"Atmos GIGA-I 50/160-11/2",5368,"P3"]
[null,2220121,"Atmos GIGA-I 50/160-11/2-S1",5997,"P3"]
[null,2220122,"Atmos GIGA-I 50/160-7,5/2",5027,"P3"]
[null,2220123,"Atmos GIGA-I 50/160-7,5/2-S1",5655,"P3"]
[null,2220124,"Atmos GIGA-I 50/150-7,5/2",5063,"P3"]
[null,2220125,"Atmos GIGA-I 50/150-7,5/2-S1",5690,"P3"]
[null,2220126,"Atmos GIGA-I 50/140-5,5/2",4910,"P3"]
[null,2220127,"Atmos GIGA-I 50/140-5,5/2-S1",5539,"P3"]
[null,2220128,"Atmos GIGA-I 50/130-4/2",3770,"P3"]
[null,2220129,"Atmos GIGA-I 50/130-4/2-S1",4398,"P3"]
[null,2220130,"Atmos GIGA-I 50/200-2,2/4",3690,"P3"]
[null,2220131,"Atmos GIGA-I 50/200-2,2/4-S1",4142,"P3"]
[null,2220132,"Atmos GIGA-I 50/200-1,5/4",3642,"P3"]
[null,2220133,"Atmos GIGA-I 50/200-1,5/4-S1",4094,"P3"]
[null,2220134,"Atmos GIGA-I 50/190-1,5/4",3722,"P3"]
[null,2220135,"Atmos GIGA-I 50/190-1,5/4-S1",4174,"P3"]
[null,2220136,"Atmos GIGA-I 50/180-1,1/4",3590,"P3"]
[null,2220137,"Atmos GIGA-I 50/180-1,1/4-S1",4042,"P3"]
[null,2220138,"Atmos GIGA-I 50/200-15/2",6633,"P3"]
[null,2220139,"Atmos GIGA-I 50/200-15/2-S1",7085,"P3"]
[null,2220140,"Atmos GIGA-I 50/200-11/2",5639,"P3"]
[null,2220141,"Atmos GIGA-I 50/200-11/2-S1",6090,"P3"]
[null,2220142,"Atmos GIGA-I 50/190-11/2",5626,"P3"]
[null,2220143,"Atmos GIGA-I 50/190-11/2-S1",6078,"P3"]
[null,2220144,"Atmos GIGA-I 50/240-3/4",4400,"P3"]
[null,2220145,"Atmos GIGA-I 50/240-3/4-S1",4855,"P3"]
[null,2220146,"Atmos GIGA-I 50/230-2,2/4",4475,"P3"]
[null,2220147,"Atmos GIGA-I 50/230-2,2/4-S1",4929,"P3"]
[null,2220148,"Atmos GIGA-I 50/220-1,5/4",4467,"P3"]
[null,2220149,"Atmos GIGA-I 50/220-1,5/4-S1",4922,"P3"]
[null,2220150,"Atmos GIGA-I 50/250-30/2",8324,"P3"]
[null,2220151,"Atmos GIGA-I 50/250-30/2-S1",8777,"P3"]
[null,2220152,"Atmos GIGA-I 50/250-22/2",8463,"P3"]
[null,2220153,"Atmos GIGA-I 50/250-22/2-S1",8918,"P3"]
[null,2220154,"Atmos GIGA-I 50/240-22/2",8445,"P3"]
[null,2220155,"Atmos GIGA-I 50/240-22/2-S1",8899,"P3"]
[null,2220156,"Atmos GIGA-I 50/240-18,5/2",7086,"P3"]
[null,2220157,"Atmos GIGA-I 50/240-18,5/2-S1",7539,"P3"]
[null,2220158,"Atmos GIGA-I 50/230-18,5/2",7211,"P3"]
[null,2220159,"Atmos GIGA-I 50/230-18,5/2-S1",7665,"P3"]
[null,2220160,"Atmos GIGA-I 50/220-15/2",7138,"P3"]
[null,2220161,"Atmos GIGA-I 50/220-15/2-S1",7592,"P3"]
[null,2220162,"Atmos GIGA-I 65/160-1,5/4",3406,"P3"]
[null,2220163,"Atmos GIGA-I 65/160-1,5/4-S1",4034,"P3"]
[null,2220164,"Atmos GIGA-I 65/150-1,1/4",3296,"P3"]
[null,2220165,"Atmos GIGA-I 65/150-1,1/4-S1",3924,"P3"]
[null,2220166,"Atmos GIGA-I 65/140-0,75/4",3921,"P3"]
[null,2220167,"Atmos GIGA-I 65/140-0,75/4-S1",4549,"P3"]
[null,2220168,"Atmos GIGA-I 65/150-11/2",5309,"P3"]
[null,2220169,"Atmos GIGA-I 65/150-11/2-S1",5937,"P3"]
[null,2220170,"Atmos GIGA-I 65/140-7,5/2",5151,"P3"]
[null,2220171,"Atmos GIGA-I 65/140-7,5/2-S1",5780,"P3"]
[null,2220172,"Atmos GIGA-I 65/130-5,5/2",5015,"P3"]
[null,2220173,"Atmos GIGA-I 65/130-5,5/2-S1",5644,"P3"]
[null,2220174,"Atmos GIGA-I 65/200-3/4",4187,"P3"]
[null,2220175,"Atmos GIGA-I 65/200-3/4-S1",4693,"P3"]
[null,2220176,"Atmos GIGA-I 65/200-2,2/4",4047,"P3"]
[null,2220177,"Atmos GIGA-I 65/200-2,2/4-S1",4553,"P3"]
[null,2220178,"Atmos GIGA-I 65/190-2,2/4",4092,"P3"]
[null,2220179,"Atmos GIGA-I 65/190-2,2/4-S1",4598,"P3"]
[null,2220182,"Atmos GIGA-I 65/200-22/2",8171,"P3"]
[null,2220183,"Atmos GIGA-I 65/200-22/2-S1",8677,"P3"]
[null,2220184,"Atmos GIGA-I 65/200-18,5/2",6813,"P3"]
[null,2220185,"Atmos GIGA-I 65/200-18,5/2-S1",7319,"P3"]
[null,2220186,"Atmos GIGA-I 65/190-18,5/2",6851,"P3"]
[null,2220187,"Atmos GIGA-I 65/190-18,5/2-S1",7356,"P3"]
[null,2220188,"Atmos GIGA-I 65/180-15/2",6733,"P3"]
[null,2220189,"Atmos GIGA-I 65/180-15/2-S1",7239,"P3"]
[null,2220192,"Atmos GIGA-I 65/250-37/2",10197,"P3"]
[null,2220193,"Atmos GIGA-I 65/250-37/2-S1",10651,"P3"]
[null,2220194,"Atmos GIGA-I 65/250-30/2",8431,"P3"]
[null,2220195,"Atmos GIGA-I 65/250-30/2-S1",8885,"P3"]
[null,2220196,"Atmos GIGA-I 65/240-30/2",8412,"P3"]
[null,2220197,"Atmos GIGA-I 65/240-30/2-S1",8866,"P3"]
[null,2220198,"Atmos GIGA-I 65/230-22/2",8643,"P3"]
[null,2220199,"Atmos GIGA-I 65/230-22/2-S1",9098,"P3"]
[null,2220200,"Atmos GIGA-I 65/230-18,5/2",7286,"P3"]
[null,2220201,"Atmos GIGA-I 65/230-18,5/2-S1",7741,"P3"]
[null,2220202,"Atmos GIGA-I 65/250-5,5/4",5363,"P3"]
[null,2220203,"Atmos GIGA-I 65/250-5,5/4-S1",5817,"P3"]
[null,2220204,"Atmos GIGA-I 65/250-4/4",4688,"P3"]
[null,2220205,"Atmos GIGA-I 65/250-4/4-S1",5142,"P3"]
[null,2220206,"Atmos GIGA-I 65/240-4/4",4629,"P3"]
[null,2220207,"Atmos GIGA-I 65/240-4/4-S1",5084,"P3"]
[null,2220208,"Atmos GIGA-I 65/240-3/4",4498,"P3"]
[null,2220209,"Atmos GIGA-I 65/240-3/4-S1",4952,"P3"]
[null,2220210,"Atmos GIGA-I 65/230-3/4",4596,"P3"]
[null,2220211,"Atmos GIGA-I 65/230-3/4-S1",5051,"P3"]
[null,2220218,"Atmos GIGA-I 80/125-11/2",5175,"P3"]
[null,2220219,"Atmos GIGA-I 80/125-11/2-S1",5648,"P3"]
[null,2220220,"Atmos GIGA-I 80/115-7,5/2",4886,"P3"]
[null,2220221,"Atmos GIGA-I 80/115-7,5/2-S1",5361,"P3"]
[null,2220222,"Atmos GIGA-I 80/105-5,5/2",4731,"P3"]
[null,2220223,"Atmos GIGA-I 80/105-5,5/2-S1",5205,"P3"]
[null,2220224,"Atmos GIGA-I 80/95-4/2",3763,"P3"]
[null,2220225,"Atmos GIGA-I 80/95-4/2-S1",4237,"P3"]
[null,2220226,"Atmos GIGA-I 80/160-2,2/4",3807,"P3"]
[null,2220227,"Atmos GIGA-I 80/160-2,2/4-S1",4435,"P3"]
[null,2220228,"Atmos GIGA-I 80/150-1,5/4",3491,"P3"]
[null,2220229,"Atmos GIGA-I 80/150-1,5/4-S1",4120,"P3"]
[null,2220230,"Atmos GIGA-I 80/140-1,1/4",3402,"P3"]
[null,2220231,"Atmos GIGA-I 80/140-1,1/4-S1",4030,"P3"]
[null,2220232,"Atmos GIGA-I 80/150-18,5/2",6487,"P3"]
[null,2220233,"Atmos GIGA-I 80/150-18,5/2-S1",7116,"P3"]
[null,2220234,"Atmos GIGA-I 80/150-15/2",6311,"P3"]
[null,2220235,"Atmos GIGA-I 80/150-15/2-S1",6939,"P3"]
[null,2220236,"Atmos GIGA-I 80/140-15/2",6329,"P3"]
[null,2220237,"Atmos GIGA-I 80/140-15/2-S1",6957,"P3"]
[null,2220238,"Atmos GIGA-I 80/130-11/2",5383,"P3"]
[null,2220239,"Atmos GIGA-I 80/130-11/2-S1",6011,"P3"]
[null,2220240,"Atmos GIGA-I 80/190-37/2",9938,"P3"]
[null,2220241,"Atmos GIGA-I 80/190-37/2-S1",10444,"P3"]
[null,2220242,"Atmos GIGA-I 80/190-30/2",8172,"P3"]
[null,2220243,"Atmos GIGA-I 80/190-30/2-S1",8678,"P3"]
[null,2220244,"Atmos GIGA-I 80/180-30/2",8255,"P3"]
[null,2220245,"Atmos GIGA-I 80/180-30/2-S1",8761,"P3"]
[null,2220246,"Atmos GIGA-I 80/170-22/2",8525,"P3"]
[null,2220247,"Atmos GIGA-I 80/170-22/2-S1",9032,"P3"]
[null,2220248,"Atmos GIGA-I 80/170-18,5/2",7168,"P3"]
[null,2220249,"Atmos GIGA-I 80/170-18,5/2-S1",7674,"P3"]
[null,2220250,"Atmos GIGA-I 80/165-18,5/2",7168,"P3"]
[null,2220251,"Atmos GIGA-I 80/165-18,5/2-S1",7673,"P3"]
[null,2220252,"Atmos GIGA-I 80/165-15/2",7005,"P3"]
[null,2220253,"Atmos GIGA-I 80/165-15/2-S1",7511,"P3"]
[null,2220254,"Atmos GIGA-I 80/190-4/4",4555,"P3"]
[null,2220255,"Atmos GIGA-I 80/190-4/4-S1",5060,"P3"]
[null,2220256,"Atmos GIGA-I 80/190-3/4",4423,"P3"]
[null,2220257,"Atmos GIGA-I 80/190-3/4-S1",4929,"P3"]
[null,2220258,"Atmos GIGA-I 80/180-3/4",4503,"P3"]
[null,2220259,"Atmos GIGA-I 80/180-3/4-S1",5009,"P3"]
[null,2220260,"Atmos GIGA-I 80/170-2,2/4",4407,"P3"]
[null,2220261,"Atmos GIGA-I 80/170-2,2/4-S1",4913,"P3"]
[null,2220294,"Atmos GIGA-I 125/170-37/2",11000,"P3"]
[null,2220295,"Atmos GIGA-I 125/170-37/2-S1",11556,"P3"]
[null,2220298,"Atmos GIGA-I 125/200-7,5/4",6144,"P3"]
[null,2220299,"Atmos GIGA-I 125/200-7,5/4-S1",6699,"P3"]
[null,2220300,"Atmos GIGA-I 125/190-5,5/4",6002,"P3"]
[null,2220301,"Atmos GIGA-I 125/190-5,5/4-S1",6558,"P3"]
[null,2220302,"Atmos GIGA-I 125/180-4/4",5376,"P3"]
[null,2220303,"Atmos GIGA-I 125/180-4/4-S1",5932,"P3"]
[null,2220305,"Atmos GIGA-I 200/250-30/4-S1",15308,"P3"]
[null,2220306,"Atmos GIGA-I 200/250-22/4",12015,"P3"]
[null,2220307,"Atmos GIGA-I 200/250-22/4-S1",13610,"P3"]
[null,2220309,"Atmos GIGA-I 200/240-22/4-S1",13642,"P3"]
[null,2220311,"Atmos GIGA-I 200/230-18,5/4-S1",13383,"P3"]
[null,2220313,"Atmos GIGA-I 200/220-15/4-S1",19740,"P3"]
[null,2220315,"Atmos GIGA-I 200/210-11/4-S1",11882,"P3"]
[null,2220352,"Atmos GIGA-I 80/315-15/4",8265,"P3"]
[null,2220353,"Atmos GIGA-I 80/315-15/4-S1",16503,"P3"]
[null,2220354,"Atmos GIGA-I 80/315-11/4",7195,"P3"]
[null,2220355,"Atmos GIGA-I 80/315-11/4-S1",7725,"P3"]
[null,2220356,"Atmos GIGA-I 80/305-11/4",7389,"P3"]
[null,2220357,"Atmos GIGA-I 80/305-11/4-S1",7920,"P3"]
[null,2220358,"Atmos GIGA-I 80/305-7,5/4",7312,"P3"]
[null,2220359,"Atmos GIGA-I 80/305-7,5/4-S1",7842,"P3"]
[null,2220360,"Atmos GIGA-I 80/295-7,5/4",7335,"P3"]
[null,2220361,"Atmos GIGA-I 80/295-7,5/4-S1",7864,"P3"]
[null,2220362,"Atmos GIGA-I 80/295-5,5/4",7050,"P3"]
[null,2220363,"Atmos GIGA-I 80/295-5,5/4-S1",7579,"P3"]
[null,2220364,"Atmos GIGA-I 80/285-5,5/4",7423,"P3"]
[null,2220365,"Atmos GIGA-I 80/285-5,5/4-S1",7952,"P3"]
[null,2220376,"Atmos GIGA-I 100/315-22/4",10444,"P3"]
[null,2220377,"Atmos GIGA-I 100/315-22/4-S1",10974,"P3"]
[null,2220378,"Atmos GIGA-I 100/315-18,5/4",10147,"P3"]
[null,2220379,"Atmos GIGA-I 100/315-18,5/4-S1",10677,"P3"]
[null,2220380,"Atmos GIGA-I 100/305-18,5/4",10147,"P3"]
[null,2220381,"Atmos GIGA-I 100/305-18,5/4-S1",10677,"P3"]
[null,2220382,"Atmos GIGA-I 100/305-15/4",8868,"P3"]
[null,2220383,"Atmos GIGA-I 100/305-15/4-S1",17106,"P3"]
[null,2220384,"Atmos GIGA-I 100/295-15/4",8875,"P3"]
[null,2220385,"Atmos GIGA-I 100/295-15/4-S1",17106,"P3"]
[null,2220386,"Atmos GIGA-I 100/295-11/4",7798,"P3"]
[null,2220387,"Atmos GIGA-I 100/295-11/4-S1",8327,"P3"]
[null,2220388,"Atmos GIGA-I 100/285-11/4",7798,"P3"]
[null,2220389,"Atmos GIGA-I 100/285-11/4-S1",8328,"P3"]
[null,2220390,"Atmos GIGA-I 100/275-7,5/4",8055,"P3"]
[null,2220391,"Atmos GIGA-I 100/275-7,5/4-S1",8585,"P3"]
[null,2220392,"Atmos GIGA-I 100/265-5,5/4",7331,"P3"]
[null,2220393,"Atmos GIGA-I 100/265-5,5/4-S1",7861,"P3"]
[null,2220402,"Atmos GIGA-I 100/400-45/4-P6",23864,"P3"]
[null,2220403,"Atmos GIGA-I 100/400-45/4-P6-S1",24317,"P3"]
[null,2220406,"Atmos GIGA-I 100/400-37/4-P6",33264,"P3"]
[null,2220407,"Atmos GIGA-I 100/400-37/4-P6-S1",33718,"P3"]
[null,2220410,"Atmos GIGA-I 100/390-37/4-P6",32021,"P3"]
[null,2220411,"Atmos GIGA-I 100/390-37/4-P6-S1",32475,"P3"]
[null,2220414,"Atmos GIGA-I 100/390-30/4",15261,"P3"]
[null,2220415,"Atmos GIGA-I 100/390-30/4-S1",16664,"P3"]
[null,2220416,"Atmos GIGA-I 100/380-30/4",15617,"P3"]
[null,2220417,"Atmos GIGA-I 100/380-30/4-S1",17020,"P3"]
[null,2220418,"Atmos GIGA-I 100/380-22/4",13665,"P3"]
[null,2220419,"Atmos GIGA-I 100/380-22/4-S1",15068,"P3"]
[null,2220420,"Atmos GIGA-I 100/370-22/4",13973,"P3"]
[null,2220421,"Atmos GIGA-I 100/370-22/4-S1",15376,"P3"]
[null,2220422,"Atmos GIGA-I 100/370-18,5/4",13679,"P3"]
[null,2220423,"Atmos GIGA-I 100/370-18,5/4-S1",15083,"P3"]
[null,2220424,"Atmos GIGA-I 100/360-18,5/4",13898,"P3"]
[null,2220425,"Atmos GIGA-I 100/360-18,5/4-S1",15302,"P3"]
[null,2220426,"Atmos GIGA-I 100/360-15/4",12699,"P3"]
[null,2220427,"Atmos GIGA-I 100/360-15/4-S1",21802,"P3"]
[null,2220428,"Atmos GIGA-I 100/350-15/4",13001,"P3"]
[null,2220429,"Atmos GIGA-I 100/350-15/4-S1",22104,"P3"]
[null,2220430,"Atmos GIGA-I 100/350-11/4",11922,"P3"]
[null,2220431,"Atmos GIGA-I 100/350-11/4-S1",13326,"P3"]
[null,2220432,"Atmos GIGA-I 125/400-55/4-P6",29752,"P3"]
[null,2220433,"Atmos GIGA-I 125/400-55/4-P6-S1",30206,"P3"]
[null,2220436,"Atmos GIGA-I 125/400-45/4-P6",23874,"P3"]
[null,2220437,"Atmos GIGA-I 125/400-45/4-P6-S1",24328,"P3"]
[null,2220440,"Atmos GIGA-I 125/390-45/4-P6",23859,"P3"]
[null,2220441,"Atmos GIGA-I 125/390-45/4-P6-S1",24312,"P3"]
[null,2220444,"Atmos GIGA-I 125/390-37/4-P6",33256,"P3"]
[null,2220445,"Atmos GIGA-I 125/390-37/4-P6-S1",33711,"P3"]
[null,2220448,"Atmos GIGA-I 125/380-37/4-P6",33557,"P3"]
[null,2220449,"Atmos GIGA-I 125/380-37/4-P6-S1",34011,"P3"]
[null,2220452,"Atmos GIGA-I 125/380-30/4",18724,"P3"]
[null,2220453,"Atmos GIGA-I 125/380-30/4-S1",20128,"P3"]
[null,2220478,"Atmos GIGA-I 150/390-55/4-P6",28719,"P3"]
[null,2220479,"Atmos GIGA-I 150/390-55/4-P6-S1",29173,"P3"]
[null,2220482,"Atmos GIGA-I 150/380-55/4-P6",28911,"P3"]
[null,2220483,"Atmos GIGA-I 150/380-55/4-P6-S1",29365,"P3"]
[null,2220486,"Atmos GIGA-I 150/380-45/4-P6",21798,"P3"]
[null,2220487,"Atmos GIGA-I 150/380-45/4-P6-S1",22252,"P3"]
[null,2220490,"Atmos GIGA-I 150/370-45/4-P6",22322,"P3"]
[null,2220491,"Atmos GIGA-I 150/370-45/4-P6-S1",22749,"P3"]
[null,2220494,"Atmos GIGA-I 150/370-37/4-P6",31679,"P3"]
[null,2220495,"Atmos GIGA-I 150/370-37/4-P6-S1",32133,"P3"]
[null,2220498,"Atmos GIGA-I 150/360-37/4-P6",32212,"P3"]
[null,2220499,"Atmos GIGA-I 150/360-37/4-P6-S1",32666,"P3"]
[null,2220502,"Atmos GIGA-I 150/360-30/4",16686,"P3"]
[null,2220503,"Atmos GIGA-I 150/360-30/4-S1",18089,"P3"]
[null,2220516,"Atmos GIGA-I 200/200-15/4",10040,"P3"]
[null,2220517,"Atmos GIGA-I 200/200-15/4-S1",18303,"P3"]
[null,2220518,"Atmos GIGA-I 200/190-11/4",9139,"P3"]
[null,2220519,"Atmos GIGA-I 200/190-11/4-S1",9694,"P3"]
[null,2220520,"Atmos GIGA-I 200/180-7,5/4",8666,"P3"]
[null,2220521,"Atmos GIGA-I 200/180-7,5/4-S1",9222,"P3"]
[null,2220550,"Atmos GIGA-I 200/380-55/4-P6",31215,"P3"]
[null,2220551,"Atmos GIGA-I 200/380-55/4-P6-S1",31668,"P3"]
[null,2220554,"Atmos GIGA-I 200/370-55/4-P6",32588,"P3"]
[null,2220555,"Atmos GIGA-I 200/370-55/4-P6-S1",33042,"P3"]
[null,2220558,"Atmos GIGA-I 200/370-45/4-P6",23959,"P3"]
[null,2220559,"Atmos GIGA-I 200/370-45/4-P6-S1",24413,"P3"]
[null,2220562,"Atmos GIGA-I 200/360-45/4-P6",25730,"P3"]
[null,2220563,"Atmos GIGA-I 200/360-45/4-P6-S1",26183,"P3"]
[null,2220566,"Atmos GIGA-I 200/360-37/4-P6",33526,"P3"]
[null,2220567,"Atmos GIGA-I 200/360-37/4-P6-S1",33980,"P3"]
[null,2221374,"IL-E65/230-22/2",19588,"P3"]
[null,2221378,"IL-E80/150-18,5/2",16200,"P3"]
[null,2221382,"IL-E80/140-15/2",15567,"P3"]
[null,2221386,"IL-E80/130-11/2",14492,"P3"]
[null,2221402,"IL-E100/130-15/2",16143,"P3"]
[null,2222598,"Atmos GIGA-I 50/180-7,5/2",5141,"P3"]
[null,2222599,"Atmos GIGA-I 50/180-7,5/2-S1",5593,"P3"]
[null,2222600,"Atmos GIGA-I 80/85-3/2",3434,"P3"]
[null,2222601,"Atmos GIGA-I 80/85-3/2-S1",3909,"P3"]
[null,2222602,"Atmos GIGA-I 80/130-0,75/4",3874,"P3"]
[null,2222603,"Atmos GIGA-I 80/130-0,75/4-S1",4502,"P3"]
[null,2222604,"Atmos GIGA-I 80/160-22/2",7839,"P3"]
[null,2222605,"Atmos GIGA-I 80/160-22/2-S1",8468,"P3"]
[null,2222606,"Atmos GIGA-I 80/160-18,5/2",6476,"P3"]
[null,2222607,"Atmos GIGA-I 80/160-18,5/2-S1",7104,"P3"]
[null,2222608,"Atmos GIGA-I 80/120-7,5/2",5229,"P3"]
[null,2222609,"Atmos GIGA-I 80/120-7,5/2-S1",5857,"P3"]
[null,2222610,"Atmos GIGA-I 50/250-4/4",4580,"P3"]
[null,2222611,"Atmos GIGA-I 50/250-4/4-S1",5033,"P3"]
[null,2222612,"Atmos GIGA-I 65/160-15/2",6421,"P3"]
[null,2222613,"Atmos GIGA-I 65/160-15/2-S1",7049,"P3"]
[null,2222620,"Atmos GIGA-I 80/200-5,5/4",5331,"P3"]
[null,2222621,"Atmos GIGA-I 80/200-5,5/4-S1",5837,"P3"]
[null,2222622,"Atmos GIGA-I 65/190-15/2",6686,"P3"]
[null,2222623,"Atmos GIGA-I 65/190-15/2-S1",7192,"P3"]
[null,2222626,"Atmos GIGA-I 40/130-2,2/2",3284,"P3"]
[null,2222627,"Atmos GIGA-I 40/130-2,2/2-S1",3913,"P3"]
[null,2222628,"Atmos GIGA-I 50/85-1,5/2",3124,"P3"]
[null,2222629,"Atmos GIGA-I 50/85-1,5/2-S1",3599,"P3"]
[null,2222630,"Atmos GIGA-I 40/210-11/2",5583,"P3"]
[null,2222631,"Atmos GIGA-I 40/210-11/2-S1",6035,"P3"]
[null,2222632,"Atmos GIGA-I 40/210-1,5/4",3662,"P3"]
[null,2222633,"Atmos GIGA-I 40/210-1,5/4-S1",4123,"P3"]
[null,2222640,"Atmos GIGA-I 200/250-7,5/6",13851,"P3"]
[null,2222641,"Atmos GIGA-I 200/250-7,5/6-S1",14080,"P3"]
[null,2222642,"Atmos GIGA-I 200/240-7,5/6",14137,"P3"]
[null,2222643,"Atmos GIGA-I 200/240-7,5/6-S1",14367,"P3"]
[null,2222644,"Atmos GIGA-I 200/230-7,5/6",14170,"P3"]
[null,2222645,"Atmos GIGA-I 200/230-7,5/6-S1",14400,"P3"]
[null,2225464,"Atmos GIGA-D 100/160-3/4",10198,"P3"]
[null,2225470,"Atmos GIGA-D 100/130-1,1/4",9735,"P3"]
[null,2225476,"Atmos GIGA-D 100/150-22/2",18521,"P3"]
[null,2225482,"Atmos GIGA-D 100/120-11/2",13818,"P3"]
[null,2225502,"Atmos GIGA-D 100/250-11/4",16343,"P3"]
[null,2225506,"Atmos GIGA-D 100/240-7,5/4",14603,"P3"]
[null,2225532,"Atmos GIGA-D 125/190-5,5/4",14299,"P3"]
[null,2225574,"Atmos GIGA-D 150/250-22/4",24104,"P3"]
[null,2225590,"Atmos GIGA-D 150/315-45/4",37593,"P3"]
[null,2225598,"Atmos GIGA-D 150/305-37/4",56665,"P3"]
[null,2225602,"Atmos GIGA-D 150/295-30/4",33098,"P3"]
[null,2225626,"Atmos GIGA-D 200/315-55/4",50196,"P3"]
[null,2227400,"Atmos GIGA-I 150/400-90/4-P6",44750,"P3"]
[null,2227404,"Atmos GIGA-I 150/400-75/4-P6",42368,"P3"]
[null,2227408,"Atmos GIGA-I 150/390-75/4-P6",42617,"P3"]
[null,2227412,"Atmos GIGA-I 200/400-110/4-P6",53186,"P3"]
[null,2227416,"Atmos GIGA-I 200/400-90/4-P6",45944,"P3"]
[null,2227420,"Atmos GIGA-I 200/390-90/4-P6",45986,"P3"]
[null,2227424,"Atmos GIGA-I 200/390-75/4-P6",43605,"P3"]
[null,2227428,"Atmos GIGA-I 200/380-75/4-P6",44036,"P3"]
[null,2227432,"Atmos GIGA-I 250/445-160/4",78303,"P3"]
[null,2227434,"Atmos GIGA-I 250/445-132/4",73477,"P3"]
[null,2227436,"Atmos GIGA-I 250/435-160/4",78365,"P3"]
[null,2227438,"Atmos GIGA-I 250/435-132/4",73540,"P3"]
[null,2227440,"Atmos GIGA-I 250/425-132/4",73768,"P3"]
[null,2227442,"Atmos GIGA-I 250/425-110/4",70675,"P3"]
[null,2227444,"Atmos GIGA-I 250/415-132/4",73584,"P3"]
[null,2227446,"Atmos GIGA-I 250/415-110/4",70491,"P3"]
[null,2227448,"Atmos GIGA-I 250/405-110/4",70507,"P3"]
[null,2227450,"Atmos GIGA-I 250/405-90/4",63469,"P3"]
[null,2227452,"Atmos GIGA-I 250/395-110/4",70698,"P3"]
[null,2227454,"Atmos GIGA-I 250/395-90/4",63490,"P3"]
[null,2227456,"Atmos GIGA-I 250/385-90/4",63342,"P3"]
[null,2227458,"Atmos GIGA-I 250/385-75/4",60957,"P3"]
[null,2227460,"Atmos GIGA-I 250/375-75/4",60998,"P3"]
[null,2227462,"Atmos GIGA-I 250/365-75/4",61245,"P3"]
[null,2227464,"Atmos GIGA-I 250/480-200/4",89540,"P3"]
[null,2227466,"Atmos GIGA-I 250/480-160/4",85942,"P3"]
[null,2227468,"Atmos GIGA-I 250/470-200/4",89716,"P3"]
[null,2227470,"Atmos GIGA-I 250/470-160/4",86026,"P3"]
[null,2227472,"Atmos GIGA-I 250/460-160/4",86129,"P3"]
[null,2227474,"Atmos GIGA-I 250/460-132/4",81303,"P3"]
[null,2205133,"Yonos GIGA2.0-I 80/1-15/4,0-R1",5024,"P3"]
[null,2219201,"Atmos GIGA-I 200/295-37/4-S1",13869,"P3"]
[null,2225276,"Atmos GIGA-D 40/150-0,55/4",10455,"P3"]
[null,2225326,"Atmos GIGA-D 50/200-1,5/4",7096,"P3"]
[null,2191913,"Stratos GIGA 40/4-63/11",15506,"P3"]
[null,2191915,"Stratos GIGA 50/4-62/15",16743,"P3"]
[null,2191920,"Stratos GIGA 80/2-31/11",15455,"P3"]
[null,2191927,"Stratos GIGA 100/3-33/22",19131,"P3"]
[null,2192008,"Stratos GIGA-D 65/3-40/11",30581,"P3"]
[null,2192009,"Stratos GIGA-D 65/3-49/15",33237,"P3"]
[null,2192017,"Stratos GIGA-D 100/2-26/15",33627,"P3"]
[null,2192380,"Stratos GIGA-D 80/2-31/11-S1",31112,"P3"]
[null,2204725,"Stratos GIGA2.0-I 40/1-23/1,5",6879,"P3"]
[null,2204730,"Stratos GIGA2.0-I 40/1-37/3,0",7068,"P3"]
[null,2204731,"Stratos GIGA2.0-I 40/1-31/2,2",6928,"P3"]
[null,2204732,"Stratos GIGA2.0-I 50/1-20/1,5",6993,"P3"]
[null,2204737,"Stratos GIGA2.0-I 50/1-37/3,0",7161,"P3"]
[null,2204738,"Stratos GIGA2.0-I 50/1-30/2,2",7022,"P3"]
[null,2204739,"Stratos GIGA2.0-I 65/1-15/1,5",7104,"P3"]
[null,2204744,"Stratos GIGA2.0-I 65/1-37/4,0",7448,"P3"]
[null,2204745,"Stratos GIGA2.0-I 65/1-31/3,0",7262,"P3"]
[null,2204746,"Stratos GIGA2.0-I 65/1-25/2,2",7317,"P3"]
[null,2204747,"Stratos GIGA2.0-I 80/1-13/1,5",7549,"P3"]
[null,2204752,"Stratos GIGA2.0-I 80/1-43/7,5",8680,"P3"]
[null,2204753,"Stratos GIGA2.0-I 80/1-35/5,5",8673,"P3"]
[null,2204754,"Stratos GIGA2.0-I 80/1-30/4,0",7762,"P3"]
[null,2204755,"Stratos GIGA2.0-I 80/1-24/3,0",7607,"P3"]
[null,2204756,"Stratos GIGA2.0-I 80/1-20/2,2",7607,"P3"]
[null,2204757,"Stratos GIGA2.0-I 100/1-9/1,5",8062,"P3"]
[null,2204762,"Stratos GIGA2.0-I 100/1-38/7,5",8986,"P3"]
[null,2204763,"Stratos GIGA2.0-I 100/1-30/5,5",8980,"P3"]
[null,2204764,"Stratos GIGA2.0-I 100/1-25/4,0",8249,"P3"]
[null,2204765,"Stratos GIGA2.0-I 100/1-20/3,0",8141,"P3"]
[null,2204766,"Stratos GIGA2.0-I 100/1-17/2,2",8251,"P3"]
[null,2204772,"Stratos GIGA2.0-I 100/1-18/7,5",12728,"P3"]
[null,2204773,"Stratos GIGA2.0-I 100/1-14/5,5",12788,"P3"]
[null,2204774,"Stratos GIGA2.0-I 100/1-11/4,0",10899,"P3"]
[null,2204775,"Stratos GIGA2.0-I 100/1-9/3,0",9005,"P3"]
[null,2204776,"Stratos GIGA2.0-I 100/1-8/2,2",9006,"P3"]
[null,2204777,"Stratos GIGA2.0-I 125/1-17/7,5",13508,"P3"]
[null,2204778,"Stratos GIGA2.0-I 125/1-14/5,5",13569,"P3"]
[null,2204779,"Stratos GIGA2.0-I 125/1-11/4,0",11284,"P3"]
[null,2204780,"Stratos GIGA2.0-I 125/1-9/3,0",9429,"P3"]
[null,2204781,"Stratos GIGA2.0-I 125/1-7/2,2",9445,"P3"]
[null,2204782,"Stratos GIGA2.0-I 32/1-25/1,5-S1",7059,"P3"]
[null,2204783,"Stratos GIGA2.0-I 32/1-20/1,1-S1",6887,"P3"]
[null,2204784,"Stratos GIGA2.0-I 32/1-15/0,75-S1",6663,"P3"]
[null,2204785,"Stratos GIGA2.0-I 32/1-13/0,55-S1",6515,"P3"]
[null,2204787,"Stratos GIGA2.0-I 40/1-23/1,5-S1",7559,"P3"]
[null,2204788,"Stratos GIGA2.0-I 40/1-19/1,1-S1",6853,"P3"]
[null,2204789,"Stratos GIGA2.0-I 40/1-14/0,75-S1",6629,"P3"]
[null,2204790,"Stratos GIGA2.0-I 40/1-11/0,55-S1",6481,"P3"]
[null,2204792,"Stratos GIGA2.0-I 40/1-37/3,0-S1",7721,"P3"]
[null,2204793,"Stratos GIGA2.0-I 40/1-31/2,2-S1",7581,"P3"]
[null,2204794,"Stratos GIGA2.0-I 50/1-20/1,5-S1",7646,"P3"]
[null,2204795,"Stratos GIGA2.0-I 50/1-17/1,1-S1",6929,"P3"]
[null,2204796,"Stratos GIGA2.0-I 50/1-13/0,75-S1",6647,"P3"]
[null,2204797,"Stratos GIGA2.0-I 50/1-10/0,55-S1",6573,"P3"]
[null,2204799,"Stratos GIGA2.0-I 50/1-37/3,0-S1",7842,"P3"]
[null,2204800,"Stratos GIGA2.0-I 50/1-30/2,2-S1",7702,"P3"]
[null,2204801,"Stratos GIGA2.0-I 65/1-15/1,5-S1",7785,"P3"]
[null,2204802,"Stratos GIGA2.0-I 65/1-12/1,1-S1",6840,"P3"]
[null,2204803,"Stratos GIGA2.0-I 65/1-9/0,75-S1",6840,"P3"]
[null,2204804,"Stratos GIGA2.0-I 65/1-7/0,55-S1",6692,"P3"]
[null,2204806,"Stratos GIGA2.0-I 65/1-37/4,0-S1",8129,"P3"]
[null,2204807,"Stratos GIGA2.0-I 65/1-31/3,0-S1",7916,"P3"]
[null,2204808,"Stratos GIGA2.0-I 65/1-25/2,2-S1",7969,"P3"]
[null,2204809,"Stratos GIGA2.0-I 80/1-13/1,5-S1",8236,"P3"]
[null,2204810,"Stratos GIGA2.0-I 80/1-10/1,1-S1",7117,"P3"]
[null,2204811,"Stratos GIGA2.0-I 80/1-8/0,75-S1",7117,"P3"]
[null,2204812,"Stratos GIGA2.0-I 80/1-6/0,55-S1",7044,"P3"]
[null,2204816,"Stratos GIGA2.0-I 80/1-30/4,0-S1",8403,"P3"]
[null,2204817,"Stratos GIGA2.0-I 80/1-24/3,0-S1",8265,"P3"]
[null,2204818,"Stratos GIGA2.0-I 80/1-20/2,2-S1",8294,"P3"]
[null,2204819,"Stratos GIGA2.0-I 100/1-9/1,5-S1",8742,"P3"]
[null,2204820,"Stratos GIGA2.0-I 100/1-8/1,1-S1",8026,"P3"]
[null,2204826,"Stratos GIGA2.0-I 100/1-25/4,0-S1",8929,"P3"]
[null,2204827,"Stratos GIGA2.0-I 100/1-20/3,0-S1",8820,"P3"]
[null,2204828,"Stratos GIGA2.0-I 100/1-17/2,2-S1",8932,"P3"]
[null,2204836,"Stratos GIGA2.0-I 100/1-11/4,0-S1",10998,"P3"]
[null,2204837,"Stratos GIGA2.0-I 100/1-9/3,0-S1",9105,"P3"]
[null,2204838,"Stratos GIGA2.0-I 100/1-8/2,2-S1",9125,"P3"]
[null,2204841,"Stratos GIGA2.0-I 125/1-11/4,0-S1",11353,"P3"]
[null,2204842,"Stratos GIGA2.0-I 125/1-9/3,0-S1",9544,"P3"]
[null,2204843,"Stratos GIGA2.0-I 125/1-7/2,2-S1",9544,"P3"]
[null,2204844,"Stratos GIGA2.0-I 32/1-25/1,5-R1",6320,"P3"]
[null,2204845,"Stratos GIGA2.0-I 32/1-20/1,1-R1",6149,"P3"]
[null,2204846,"Stratos GIGA2.0-I 32/1-15/0,75-R1",5925,"P3"]
[null,2204847,"Stratos GIGA2.0-I 32/1-13/0,55-R1",5777,"P3"]
[null,2204849,"Stratos GIGA2.0-I 40/1-23/1,5-R1",6161,"P3"]
[null,2204850,"Stratos GIGA2.0-I 40/1-19/1,1-R1",6115,"P3"]
[null,2204851,"Stratos GIGA2.0-I 40/1-14/0,75-R1",5891,"P3"]
[null,2204852,"Stratos GIGA2.0-I 40/1-11/0,55-R1",5743,"P3"]
[null,2204854,"Stratos GIGA2.0-I 40/1-37/3,0-R1",6321,"P3"]
[null,2204855,"Stratos GIGA2.0-I 40/1-31/2,2-R1",6183,"P3"]
[null,2204856,"Stratos GIGA2.0-I 50/1-20/1,5-R1",6275,"P3"]
[null,2204857,"Stratos GIGA2.0-I 50/1-17/1,1-R1",6191,"P3"]
[null,2204858,"Stratos GIGA2.0-I 50/1-13/0,75-R1",5908,"P3"]
[null,2204859,"Stratos GIGA2.0-I 50/1-10/0,55-R1",5835,"P3"]
[null,2204861,"Stratos GIGA2.0-I 50/1-37/3,0-R1",6443,"P3"]
[null,2204862,"Stratos GIGA2.0-I 50/1-30/2,2-R1",6304,"P3"]
[null,2204863,"Stratos GIGA2.0-I 65/1-15/1,5-R1",6386,"P3"]
[null,2204864,"Stratos GIGA2.0-I 65/1-12/1,1-R1",6102,"P3"]
[null,2204865,"Stratos GIGA2.0-I 65/1-9/0,75-R1",6102,"P3"]
[null,2204866,"Stratos GIGA2.0-I 65/1-7/0,55-R1",5954,"P3"]
[null,2204868,"Stratos GIGA2.0-I 65/1-37/4,0-R1",6730,"P3"]
[null,2204869,"Stratos GIGA2.0-I 65/1-31/3,0-R1",6517,"P3"]
[null,2204870,"Stratos GIGA2.0-I 65/1-25/2,2-R1",6599,"P3"]
[null,2204871,"Stratos GIGA2.0-I 80/1-13/1,5-R1",6831,"P3"]
[null,2204872,"Stratos GIGA2.0-I 80/1-10/1,1-R1",6374,"P3"]
[null,2204873,"Stratos GIGA2.0-I 80/1-8/0,75-R1",6374,"P3"]
[null,2204874,"Stratos GIGA2.0-I 80/1-6/0,55-R1",6300,"P3"]
[null,2204878,"Stratos GIGA2.0-I 80/1-30/4,0-R1",7133,"P3"]
[null,2204879,"Stratos GIGA2.0-I 80/1-24/3,0-R1",6890,"P3"]
[null,2204880,"Stratos GIGA2.0-I 80/1-20/2,2-R1",6890,"P3"]
[null,2204881,"Stratos GIGA2.0-I 100/1-9/1,5-R1",7338,"P3"]
[null,2204882,"Stratos GIGA2.0-I 100/1-8/1,1-R1",7283,"P3"]
[null,2204888,"Stratos GIGA2.0-I 100/1-25/4,0-R1",7525,"P3"]
[null,2204889,"Stratos GIGA2.0-I 100/1-20/3,0-R1",7417,"P3"]
[null,2204890,"Stratos GIGA2.0-I 100/1-17/2,2-R1",7527,"P3"]
[null,2204898,"Stratos GIGA2.0-I 100/1-11/4,0-R1",10152,"P3"]
[null,2204899,"Stratos GIGA2.0-I 100/1-9/3,0-R1",8259,"P3"]
[null,2204900,"Stratos GIGA2.0-I 100/1-8/2,2-R1",8279,"P3"]
[null,2204903,"Stratos GIGA2.0-I 125/1-11/4,0-R1",10507,"P3"]
[null,2204904,"Stratos GIGA2.0-I 125/1-9/3,0-R1",8697,"P3"]
[null,2204905,"Stratos GIGA2.0-I 125/1-7/2,2-R1",8697,"P3"]
[null,2204906,"Stratos GIGA2.0-I 32/1-25/1,5-R1-S1",6403,"P3"]
[null,2204907,"Stratos GIGA2.0-I 32/1-20/1,1-R1-S1",6231,"P3"]
[null,2204908,"Stratos GIGA2.0-I 32/1-15/0,75-R1-S1",6008,"P3"]
[null,2204909,"Stratos GIGA2.0-I 32/1-13/0,55-R1-S1",5859,"P3"]
[null,2204911,"Stratos GIGA2.0-I 40/1-23/1,5-R1-S1",6814,"P3"]
[null,2204912,"Stratos GIGA2.0-I 40/1-19/1,1-R1-S1",6198,"P3"]
[null,2204913,"Stratos GIGA2.0-I 40/1-14/0,75-R1-S1",5973,"P3"]
[null,2204914,"Stratos GIGA2.0-I 40/1-11/0,55-R1-S1",5825,"P3"]
[null,2204916,"Stratos GIGA2.0-I 40/1-37/3,0-R1-S1",6976,"P3"]
[null,2204917,"Stratos GIGA2.0-I 40/1-31/2,2-R1-S1",6836,"P3"]
[null,2204918,"Stratos GIGA2.0-I 50/1-20/1,5-R1-S1",6928,"P3"]
[null,2204919,"Stratos GIGA2.0-I 50/1-17/1,1-R1-S1",6273,"P3"]
[null,2204920,"Stratos GIGA2.0-I 50/1-13/0,75-R1-S1",5991,"P3"]
[null,2204921,"Stratos GIGA2.0-I 50/1-10/0,55-R1-S1",5917,"P3"]
[null,2204923,"Stratos GIGA2.0-I 50/1-37/3,0-R1-S1",7096,"P3"]
[null,2204924,"Stratos GIGA2.0-I 50/1-30/2,2-R1-S1",6957,"P3"]
[null,2204925,"Stratos GIGA2.0-I 65/1-15/1,5-R1-S1",7039,"P3"]
[null,2204926,"Stratos GIGA2.0-I 65/1-12/1,1-R1-S1",6184,"P3"]
[null,2204927,"Stratos GIGA2.0-I 65/1-9/0,75-R1-S1",6184,"P3"]
[null,2204928,"Stratos GIGA2.0-I 65/1-7/0,55-R1-S1",6036,"P3"]
[null,2204930,"Stratos GIGA2.0-I 65/1-37/4,0-R1-S1",7383,"P3"]
[null,2204931,"Stratos GIGA2.0-I 65/1-31/3,0-R1-S1",7170,"P3"]
[null,2204932,"Stratos GIGA2.0-I 65/1-25/2,2-R1-S1",7252,"P3"]
[null,2204933,"Stratos GIGA2.0-I 80/1-13/1,5-R1-S1",7490,"P3"]
[null,2204934,"Stratos GIGA2.0-I 80/1-10/1,1-R1-S1",6461,"P3"]
[null,2204935,"Stratos GIGA2.0-I 80/1-8/0,75-R1-S1",6461,"P3"]
[null,2204936,"Stratos GIGA2.0-I 80/1-6/0,55-R1-S1",6388,"P3"]
[null,2204940,"Stratos GIGA2.0-I 80/1-30/4,0-R1-S1",7791,"P3"]
[null,2204941,"Stratos GIGA2.0-I 80/1-24/3,0-R1-S1",7548,"P3"]
[null,2204942,"Stratos GIGA2.0-I 80/1-20/2,2-R1-S1",7548,"P3"]
[null,2204943,"Stratos GIGA2.0-I 100/1-9/1,5-R1-S1",7996,"P3"]
[null,2204944,"Stratos GIGA2.0-I 100/1-8/1,1-R1-S1",7369,"P3"]
[null,2204950,"Stratos GIGA2.0-I 100/1-25/4,0-R1-S1",8183,"P3"]
[null,2204951,"Stratos GIGA2.0-I 100/1-20/3,0-R1-S1",8075,"P3"]
[null,2204952,"Stratos GIGA2.0-I 100/1-17/2,2-R1-S1",8185,"P3"]
[null,2204960,"Stratos GIGA2.0-I 100/1-11/4,0-R1-S1",10266,"P3"]
[null,2204961,"Stratos GIGA2.0-I 100/1-9/3,0-R1-S1",8372,"P3"]
[null,2204962,"Stratos GIGA2.0-I 100/1-8/2,2-R1-S1",8393,"P3"]
[null,2204965,"Stratos GIGA2.0-I 125/1-11/4,0-R1-S1",10620,"P3"]
[null,2204966,"Stratos GIGA2.0-I 125/1-9/3,0-R1-S1",8811,"P3"]
[null,2204967,"Stratos GIGA2.0-I 125/1-7/2,2-R1-S1",8811,"P3"]
[null,2204999,"Yonos GIGA2.0-I 65/1-31/7,5",6753,"P3"]
[null,2205000,"Yonos GIGA2.0-I 65/1-24/5,5",6753,"P3"]
[null,2205009,"Yonos GIGA2.0-I 80/1-23/7,5",6884,"P3"]
[null,2205010,"Yonos GIGA2.0-I 80/1-19/5,5",6884,"P3"]
[null,2205019,"Yonos GIGA2.0-I 100/1-18/7,5",11417,"P3"]
[null,2205020,"Yonos GIGA2.0-I 100/1-14/5,5",11474,"P3"]
[null,2205024,"Yonos GIGA2.0-I 125/1-17/7,5",12149,"P3"]
[null,2205025,"Yonos GIGA2.0-I 125/1-14/5,5",12206,"P3"]
[null,2205609,"Stratos GIGA2.0-D 40/1-23/1,5",14015,"P3"]
[null,2205614,"Stratos GIGA2.0-D 40/1-37/3,0",14337,"P3"]
[null,2205615,"Stratos GIGA2.0-D 40/1-31/2,2",14059,"P3"]
[null,2205616,"Stratos GIGA2.0-D 50/1-20/1,5",15449,"P3"]
[null,2205621,"Stratos GIGA2.0-D 50/1-37/3,0",16603,"P3"]
[null,2205622,"Stratos GIGA2.0-D 50/1-30/2,2",16200,"P3"]
[null,2205623,"Stratos GIGA2.0-D 65/1-15/1,5",14983,"P3"]
[null,2205628,"Stratos GIGA2.0-D 65/1-37/4,0",16600,"P3"]
[null,2205629,"Stratos GIGA2.0-D 65/1-31/3,0",16176,"P3"]
[null,2205630,"Stratos GIGA2.0-D 65/1-25/2,2",16338,"P3"]
[null,2205631,"Stratos GIGA2.0-D 80/1-13/1,5",15761,"P3"]
[null,2205636,"Stratos GIGA2.0-D 80/1-43/7,5",16977,"P3"]
[null,2205637,"Stratos GIGA2.0-D 80/1-35/5,5",16957,"P3"]
[null,2205638,"Stratos GIGA2.0-D 80/1-30/4,0",15821,"P3"]
[null,2205639,"Stratos GIGA2.0-D 80/1-24/3,0",15484,"P3"]
[null,2205640,"Stratos GIGA2.0-D 80/1-20/2,2",15484,"P3"]
[null,2205646,"Stratos GIGA2.0-D 100/1-38/7,5",17526,"P3"]
[null,2205647,"Stratos GIGA2.0-D 100/1-30/5,5",17512,"P3"]
[null,2205648,"Stratos GIGA2.0-D 100/1-25/4,0",16340,"P3"]
[null,2205649,"Stratos GIGA2.0-D 100/1-20/3,0",16123,"P3"]
[null,2205650,"Stratos GIGA2.0-D 100/1-17/2,2",16345,"P3"]
[null,2205656,"Stratos GIGA2.0-D 100/1-18/7,5",26324,"P3"]
[null,2205657,"Stratos GIGA2.0-D 100/1-14/5,5",26446,"P3"]
[null,2205658,"Stratos GIGA2.0-D 100/1-11/4,0",23291,"P3"]
[null,2205659,"Stratos GIGA2.0-D 100/1-9/3,0",19503,"P3"]
[null,2205660,"Stratos GIGA2.0-D 100/1-8/2,2",19624,"P3"]
[null,2205661,"Stratos GIGA2.0-D 125/1-17/7,5",34557,"P3"]
[null,2205662,"Stratos GIGA2.0-D 125/1-14/5,5",34679,"P3"]
[null,2205663,"Stratos GIGA2.0-D 125/1-11/4,0",34293,"P3"]
[null,2205664,"Stratos GIGA2.0-D 125/1-9/3,0",30554,"P3"]
[null,2205665,"Stratos GIGA2.0-D 125/1-7/2,2",30554,"P3"]
[null,2205666,"Stratos GIGA2.0-D 32/1-25/1,5-S1",13327,"P3"]
[null,2205667,"Stratos GIGA2.0-D 32/1-20/1,1-S1",12984,"P3"]
[null,2205668,"Stratos GIGA2.0-D 32/1-15/0,75-S1",12536,"P3"]
[null,2205669,"Stratos GIGA2.0-D 32/1-13/0,55-S1",12240,"P3"]
[null,2205671,"Stratos GIGA2.0-D 40/1-23/1,5-S1",15322,"P3"]
[null,2205672,"Stratos GIGA2.0-D 40/1-19/1,1-S1",13707,"P3"]
[null,2205673,"Stratos GIGA2.0-D 40/1-14/0,75-S1",13260,"P3"]
[null,2205674,"Stratos GIGA2.0-D 40/1-11/0,55-S1",12964,"P3"]
[null,2205676,"Stratos GIGA2.0-D 40/1-37/3,0-S1",15644,"P3"]
[null,2205677,"Stratos GIGA2.0-D 40/1-31/2,2-S1",15544,"P3"]
[null,2205678,"Stratos GIGA2.0-D 50/1-20/1,5-S1",16755,"P3"]
[null,2205679,"Stratos GIGA2.0-D 50/1-17/1,1-S1",14245,"P3"]
[null,2205680,"Stratos GIGA2.0-D 50/1-13/0,75-S1",13679,"P3"]
[null,2205681,"Stratos GIGA2.0-D 50/1-10/0,55-S1",13532,"P3"]
[null,2205683,"Stratos GIGA2.0-D 50/1-37/3,0-S1",17785,"P3"]
[null,2205684,"Stratos GIGA2.0-D 50/1-30/2,2-S1",17506,"P3"]
[null,2205685,"Stratos GIGA2.0-D 65/1-15/1,5-S1",16290,"P3"]
[null,2205686,"Stratos GIGA2.0-D 65/1-12/1,1-S1",14105,"P3"]
[null,2205687,"Stratos GIGA2.0-D 65/1-9/0,75-S1",14105,"P3"]
[null,2205688,"Stratos GIGA2.0-D 65/1-7/0,55-S1",13809,"P3"]
[null,2205690,"Stratos GIGA2.0-D 65/1-37/4,0-S1",17907,"P3"]
[null,2205691,"Stratos GIGA2.0-D 65/1-31/3,0-S1",17482,"P3"]
[null,2205692,"Stratos GIGA2.0-D 65/1-25/2,2-S1",17646,"P3"]
[null,2205693,"Stratos GIGA2.0-D 80/1-13/1,5-S1",16956,"P3"]
[null,2205695,"Stratos GIGA2.0-D 80/1-8/0,75-S1",14538,"P3"]
[null,2205696,"Stratos GIGA2.0-D 80/1-6/0,55-S1",14392,"P3"]
[null,2205700,"Stratos GIGA2.0-D 80/1-30/4,0-S1",17018,"P3"]
[null,2205701,"Stratos GIGA2.0-D 80/1-24/3,0-S1",16802,"P3"]
[null,2205702,"Stratos GIGA2.0-D 80/1-20/2,2-S1",16802,"P3"]
[null,2205703,"Stratos GIGA2.0-D 100/1-9/1,5-S1",17556,"P3"]
[null,2205704,"Stratos GIGA2.0-D 100/1-8/1,1-S1",15765,"P3"]
[null,2205710,"Stratos GIGA2.0-D 100/1-25/4,0-S1",17656,"P3"]
[null,2205711,"Stratos GIGA2.0-D 100/1-20/3,0-S1",17440,"P3"]
[null,2205712,"Stratos GIGA2.0-D 100/1-17/2,2-S1",17661,"P3"]
[null,2205720,"Stratos GIGA2.0-D 100/1-11/4,0-S1",23519,"P3"]
[null,2205721,"Stratos GIGA2.0-D 100/1-9/3,0-S1",19732,"P3"]
[null,2205722,"Stratos GIGA2.0-D 100/1-8/2,2-S1",19773,"P3"]
[null,2205725,"Stratos GIGA2.0-D 125/1-11/4,0-S1",34402,"P3"]
[null,2205726,"Stratos GIGA2.0-D 125/1-9/3,0-S1",30782,"P3"]
[null,2205727,"Stratos GIGA2.0-D 125/1-7/2,2-S1",30782,"P3"]
[null,2205728,"Stratos GIGA2.0-D 32/1-25/1,5-R1",12531,"P3"]
[null,2205729,"Stratos GIGA2.0-D 32/1-20/1,1-R1",12188,"P3"]
[null,2205730,"Stratos GIGA2.0-D 32/1-15/0,75-R1",11739,"P3"]
[null,2205731,"Stratos GIGA2.0-D 32/1-13/0,55-R1",11443,"P3"]
[null,2205733,"Stratos GIGA2.0-D 40/1-23/1,5-R1",13293,"P3"]
[null,2205734,"Stratos GIGA2.0-D 40/1-19/1,1-R1",12911,"P3"]
[null,2205735,"Stratos GIGA2.0-D 40/1-14/0,75-R1",12463,"P3"]
[null,2205736,"Stratos GIGA2.0-D 40/1-11/0,55-R1",12167,"P3"]
[null,2205738,"Stratos GIGA2.0-D 40/1-37/3,0-R1",13616,"P3"]
[null,2205739,"Stratos GIGA2.0-D 40/1-31/2,2-R1",13338,"P3"]
[null,2205740,"Stratos GIGA2.0-D 50/1-20/1,5-R1",14728,"P3"]
[null,2205741,"Stratos GIGA2.0-D 50/1-17/1,1-R1",13449,"P3"]
[null,2205742,"Stratos GIGA2.0-D 50/1-13/0,75-R1",12882,"P3"]
[null,2205743,"Stratos GIGA2.0-D 50/1-10/0,55-R1",12735,"P3"]
[null,2205745,"Stratos GIGA2.0-D 50/1-37/3,0-R1",15757,"P3"]
[null,2205746,"Stratos GIGA2.0-D 50/1-30/2,2-R1",15479,"P3"]
[null,2205747,"Stratos GIGA2.0-D 65/1-15/1,5-R1",14262,"P3"]
[null,2205748,"Stratos GIGA2.0-D 65/1-12/1,1-R1",13308,"P3"]
[null,2205749,"Stratos GIGA2.0-D 65/1-9/0,75-R1",13308,"P3"]
[null,2205750,"Stratos GIGA2.0-D 65/1-7/0,55-R1",13013,"P3"]
[null,2205752,"Stratos GIGA2.0-D 65/1-37/4,0-R1",15879,"P3"]
[null,2205753,"Stratos GIGA2.0-D 65/1-31/3,0-R1",15454,"P3"]
[null,2205754,"Stratos GIGA2.0-D 65/1-25/2,2-R1",15617,"P3"]
[null,2205755,"Stratos GIGA2.0-D 80/1-13/1,5-R1",14917,"P3"]
[null,2205756,"Stratos GIGA2.0-D 80/1-10/1,1-R1",13732,"P3"]
[null,2205757,"Stratos GIGA2.0-D 80/1-8/0,75-R1",13732,"P3"]
[null,2205758,"Stratos GIGA2.0-D 80/1-6/0,55-R1",13585,"P3"]
[null,2205762,"Stratos GIGA2.0-D 80/1-30/4,0-R1",15279,"P3"]
[null,2205763,"Stratos GIGA2.0-D 80/1-24/3,0-R1",14762,"P3"]
[null,2205764,"Stratos GIGA2.0-D 80/1-20/2,2-R1",14762,"P3"]
[null,2205765,"Stratos GIGA2.0-D 100/1-9/1,5-R1",15519,"P3"]
[null,2205766,"Stratos GIGA2.0-D 100/1-8/1,1-R1",14962,"P3"]
[null,2205772,"Stratos GIGA2.0-D 100/1-25/4,0-R1",15618,"P3"]
[null,2205773,"Stratos GIGA2.0-D 100/1-20/3,0-R1",15402,"P3"]
[null,2205774,"Stratos GIGA2.0-D 100/1-17/2,2-R1",15622,"P3"]
[null,2205782,"Stratos GIGA2.0-D 100/1-11/4,0-R1",22568,"P3"]
[null,2205783,"Stratos GIGA2.0-D 100/1-9/3,0-R1",18781,"P3"]
[null,2205784,"Stratos GIGA2.0-D 100/1-8/2,2-R1",18822,"P3"]
[null,2205787,"Stratos GIGA2.0-D 125/1-11/4,0-R1",33449,"P3"]
[null,2205788,"Stratos GIGA2.0-D 125/1-9/3,0-R1",29831,"P3"]
[null,2205789,"Stratos GIGA2.0-D 125/1-7/2,2-R1",29831,"P3"]
[null,2205790,"Stratos GIGA2.0-D 32/1-25/1,5-R1-S1",12696,"P3"]
[null,2205791,"Stratos GIGA2.0-D 32/1-20/1,1-R1-S1",12353,"P3"]
[null,2205792,"Stratos GIGA2.0-D 32/1-15/0,75-R1-S1",11904,"P3"]
[null,2205793,"Stratos GIGA2.0-D 32/1-13/0,55-R1-S1",11608,"P3"]
[null,2205795,"Stratos GIGA2.0-D 40/1-23/1,5-R1-S1",14601,"P3"]
[null,2205796,"Stratos GIGA2.0-D 40/1-19/1,1-R1-S1",13076,"P3"]
[null,2205797,"Stratos GIGA2.0-D 40/1-14/0,75-R1-S1",12628,"P3"]
[null,2205798,"Stratos GIGA2.0-D 40/1-11/0,55-R1-S1",12332,"P3"]
[null,2205800,"Stratos GIGA2.0-D 40/1-37/3,0-R1-S1",14923,"P3"]
[null,2205801,"Stratos GIGA2.0-D 40/1-31/2,2-R1-S1",14644,"P3"]
[null,2205802,"Stratos GIGA2.0-D 50/1-20/1,5-R1-S1",16035,"P3"]
[null,2205803,"Stratos GIGA2.0-D 50/1-17/1,1-R1-S1",13613,"P3"]
[null,2205804,"Stratos GIGA2.0-D 50/1-13/0,75-R1-S1",13047,"P3"]
[null,2205805,"Stratos GIGA2.0-D 50/1-10/0,55-R1-S1",12900,"P3"]
[null,2205807,"Stratos GIGA2.0-D 50/1-37/3,0-R1-S1",17064,"P3"]
[null,2205808,"Stratos GIGA2.0-D 50/1-30/2,2-R1-S1",16785,"P3"]
[null,2205809,"Stratos GIGA2.0-D 65/1-15/1,5-R1-S1",15569,"P3"]
[null,2205810,"Stratos GIGA2.0-D 65/1-12/1,1-R1-S1",13473,"P3"]
[null,2205811,"Stratos GIGA2.0-D 65/1-9/0,75-R1-S1",13473,"P3"]
[null,2205812,"Stratos GIGA2.0-D 65/1-7/0,55-R1-S1",13178,"P3"]
[null,2205814,"Stratos GIGA2.0-D 65/1-37/4,0-R1-S1",17186,"P3"]
[null,2205815,"Stratos GIGA2.0-D 65/1-31/3,0-R1-S1",16761,"P3"]
[null,2205816,"Stratos GIGA2.0-D 65/1-25/2,2-R1-S1",16924,"P3"]
[null,2205817,"Stratos GIGA2.0-D 80/1-13/1,5-R1-S1",16235,"P3"]
[null,2205818,"Stratos GIGA2.0-D 80/1-10/1,1-R1-S1",13907,"P3"]
[null,2205819,"Stratos GIGA2.0-D 80/1-8/0,75-R1-S1",13907,"P3"]
[null,2205820,"Stratos GIGA2.0-D 80/1-6/0,55-R1-S1",13760,"P3"]
[null,2205824,"Stratos GIGA2.0-D 80/1-30/4,0-R1-S1",16296,"P3"]
[null,2205825,"Stratos GIGA2.0-D 80/1-24/3,0-R1-S1",16080,"P3"]
[null,2205826,"Stratos GIGA2.0-D 80/1-20/2,2-R1-S1",16080,"P3"]
[null,2205827,"Stratos GIGA2.0-D 100/1-9/1,5-R1-S1",16835,"P3"]
[null,2205828,"Stratos GIGA2.0-D 100/1-8/1,1-R1-S1",15134,"P3"]
[null,2205834,"Stratos GIGA2.0-D 100/1-25/4,0-R1-S1",16935,"P3"]
[null,2205835,"Stratos GIGA2.0-D 100/1-20/3,0-R1-S1",16719,"P3"]
[null,2205836,"Stratos GIGA2.0-D 100/1-17/2,2-R1-S1",16940,"P3"]
[null,2205844,"Stratos GIGA2.0-D 100/1-11/4,0-R1-S1",22796,"P3"]
[null,2205845,"Stratos GIGA2.0-D 100/1-9/3,0-R1-S1",19009,"P3"]
[null,2205846,"Stratos GIGA2.0-D 100/1-8/2,2-R1-S1",19050,"P3"]
[null,2205849,"Stratos GIGA2.0-D 125/1-11/4,0-R1-S1",33678,"P3"]
[null,2205850,"Stratos GIGA2.0-D 125/1-9/3,0-R1-S1",30060,"P3"]
[null,2205851,"Stratos GIGA2.0-D 125/1-7/2,2-R1-S1",30060,"P3"]
[null,2205883,"Yonos GIGA2.0-D 65/1-31/7,5",13071,"P3"]
[null,2205884,"Yonos GIGA2.0-D 65/1-24/5,5",13071,"P3"]
[null,2205893,"Yonos GIGA2.0-D 80/1-23/7,5",12861,"P3"]
[null,2205894,"Yonos GIGA2.0-D 80/1-19/5,5",12861,"P3"]
[null,2205903,"Yonos GIGA2.0-D 100/1-18/7,5",23897,"P3"]
[null,2205904,"Yonos GIGA2.0-D 100/1-14/5,5",24011,"P3"]
[null,2205908,"Yonos GIGA2.0-D 125/1-17/7,5",31563,"P3"]
[null,2205909,"Yonos GIGA2.0-D 125/1-14/5,5",31676,"P3"]
[null,2206905,"Stratos GIGA2.0-I 32/1-25/M-1,5",6478,"P3"]
[null,2206906,"Stratos GIGA2.0-I 32/1-20/M-1,1",6477,"P3"]
[null,2206907,"Stratos GIGA2.0-I 32/1-15/M-0,75",6483,"P3"]
[null,2206908,"Stratos GIGA2.0-I 32/1-13/M-0,55",6335,"P3"]
[null,2206909,"Stratos GIGA2.0-I 32/1-9/M-0,37",6335,"P3"]
[null,2206910,"Stratos GIGA2.0-I 40/1-23/M-1,5",6092,"P3"]
[null,2206911,"Stratos GIGA2.0-I 40/1-19/M-1,1",6092,"P3"]
[null,2206912,"Stratos GIGA2.0-I 40/1-14/M-0,75",6098,"P3"]
[null,2206913,"Stratos GIGA2.0-I 40/1-11/M-0,55",5949,"P3"]
[null,2206914,"Stratos GIGA2.0-I 40/1-8/M-0,37",5949,"P3"]
[null,2206915,"Stratos GIGA2.0-I 50/1-20/M-1,5",6202,"P3"]
[null,2206916,"Stratos GIGA2.0-I 50/1-17/M-1,1",6192,"P3"]
[null,2206917,"Stratos GIGA2.0-I 50/1-13/M-0,75",6031,"P3"]
[null,2206918,"Stratos GIGA2.0-I 50/1-10/M-0,55",6031,"P3"]
[null,2206919,"Stratos GIGA2.0-I 50/1-8/M-0,37",6031,"P3"]
[null,2206920,"Stratos GIGA2.0-I 65/1-15/M-1,5",6552,"P3"]
[null,2206921,"Stratos GIGA2.0-I 65/1-12/M-1,1",6559,"P3"]
[null,2206922,"Stratos GIGA2.0-I 65/1-9/M-0,75",6559,"P3"]
[null,2206923,"Stratos GIGA2.0-I 65/1-7/M-0,55",6411,"P3"]
[null,2206924,"Stratos GIGA2.0-I 65/1-5/M-0,37",6411,"P3"]
[null,2206925,"Stratos GIGA2.0-I 80/1-13/M-1,5",6880,"P3"]
[null,2206926,"Stratos GIGA2.0-I 80/1-10/M-1,1",6634,"P3"]
[null,2206927,"Stratos GIGA2.0-I 80/1-8/M-0,75",6634,"P3"]
[null,2206928,"Stratos GIGA2.0-I 80/1-6/M-0,55",6634,"P3"]
[null,2206929,"Stratos GIGA2.0-I 80/1-5/M-0,37",6513,"P3"]
[null,2206930,"Stratos GIGA2.0-I 100/1-9/M-1,5",7298,"P3"]
[null,2206931,"Stratos GIGA2.0-I 100/1-8/M-1,1",7299,"P3"]
[null,2207025,"Yonos GIGA2.0-I 32/1-24/M-1,5",4965,"P3"]
[null,2207026,"Yonos GIGA2.0-I 32/1-19/M-1,1",4971,"P3"]
[null,2207027,"Yonos GIGA2.0-I 32/1-15/M-0,75",4971,"P3"]
[null,2207028,"Yonos GIGA2.0-I 32/1-12/M-0,55",4822,"P3"]
[null,2207029,"Yonos GIGA2.0-I 32/1-9/M-0,37",4822,"P3"]
[null,2207030,"Yonos GIGA2.0-I 40/1-16/M-1,5",5168,"P3"]
[null,2207031,"Yonos GIGA2.0-I 40/1-13/M-1,1",4947,"P3"]
[null,2207032,"Yonos GIGA2.0-I 40/1-10/M-0,75",4947,"P3"]
[null,2207033,"Yonos GIGA2.0-I 40/1-8/M-0,55",4947,"P3"]
[null,2207034,"Yonos GIGA2.0-I 40/1-6/M-0,37",4826,"P3"]
[null,2207035,"Yonos GIGA2.0-I 50/1-13/M-1,5",5270,"P3"]
[null,2207036,"Yonos GIGA2.0-I 50/1-10/M-1,1",5048,"P3"]
[null,2207037,"Yonos GIGA2.0-I 50/1-8/M-0,75",5048,"P3"]
[null,2207038,"Yonos GIGA2.0-I 50/1-6/M-0,55",5048,"P3"]
[null,2207039,"Yonos GIGA2.0-I 50/1-5/M-0,37",4926,"P3"]
[null,2207040,"Yonos GIGA2.0-I 65/1-10/M-1,5",5308,"P3"]
[null,2207041,"Yonos GIGA2.0-I 65/1-8/M-1,1",5089,"P3"]
[null,2207042,"Yonos GIGA2.0-I 65/1-6/M-0,75",5090,"P3"]
[null,2207043,"Yonos GIGA2.0-I 65/1-5/M-0,55",4942,"P3"]
[null,2207044,"Yonos GIGA2.0-I 65/1-4/M-0,37",4942,"P3"]
[null,2207045,"Yonos GIGA2.0-I 80/1-8/M-1,5",5469,"P3"]
[null,2207046,"Yonos GIGA2.0-I 80/1-6/M-1,1",5249,"P3"]
[null,2207047,"Yonos GIGA2.0-I 80/1-5/M-0,75",5249,"P3"]
[null,2207048,"Yonos GIGA2.0-I 80/1-4/M-0,55",5249,"P3"]
[null,2207049,"Yonos GIGA2.0-I 80/1-3/M-0,37",5128,"P3"]
[null,2207125,"Stratos GIGA2.0-D 32/1-25/M-1,5",11305,"P3"]
[null,2207126,"Stratos GIGA2.0-D 32/1-20/M-1,1",11305,"P3"]
[null,2207127,"Stratos GIGA2.0-D 32/1-15/M-0,75",11316,"P3"]
[null,2207128,"Stratos GIGA2.0-D 32/1-13/M-0,55",11019,"P3"]
[null,2207129,"Stratos GIGA2.0-D 32/1-9/M-0,37",11019,"P3"]
[null,2207130,"Stratos GIGA2.0-D 40/1-23/M-1,5",11923,"P3"]
[null,2207131,"Stratos GIGA2.0-D 40/1-19/M-1,1",11923,"P3"]
[null,2207132,"Stratos GIGA2.0-D 40/1-14/M-0,75",12153,"P3"]
[null,2207133,"Stratos GIGA2.0-D 40/1-11/M-0,55",11856,"P3"]
[null,2207134,"Stratos GIGA2.0-D 40/1-8/M-0,37",11856,"P3"]
[null,2207135,"Stratos GIGA2.0-D 50/1-20/M-1,5",12446,"P3"]
[null,2207136,"Stratos GIGA2.0-D 50/1-17/M-1,1",12388,"P3"]
[null,2207137,"Stratos GIGA2.0-D 50/1-13/M-0,75",12320,"P3"]
[null,2207138,"Stratos GIGA2.0-D 50/1-10/M-0,55",12320,"P3"]
[null,2207139,"Stratos GIGA2.0-D 50/1-8/M-0,37",12321,"P3"]
[null,2207140,"Stratos GIGA2.0-D 65/1-15/M-1,5",12666,"P3"]
[null,2207141,"Stratos GIGA2.0-D 65/1-12/M-1,1",12677,"P3"]
[null,2207142,"Stratos GIGA2.0-D 65/1-9/M-0,75",12896,"P3"]
[null,2207143,"Stratos GIGA2.0-D 65/1-7/M-0,55",12381,"P3"]
[null,2207144,"Stratos GIGA2.0-D 65/1-5/M-0,37",12381,"P3"]
[null,2207145,"Stratos GIGA2.0-D 80/1-13/M-1,5",13561,"P3"]
[null,2207146,"Stratos GIGA2.0-D 80/1-10/M-1,1",13071,"P3"]
[null,2207147,"Stratos GIGA2.0-D 80/1-8/M-0,75",13288,"P3"]
[null,2207148,"Stratos GIGA2.0-D 80/1-6/M-0,55",13071,"P3"]
[null,2207149,"Stratos GIGA2.0-D 80/1-5/M-0,37",13046,"P3"]
[null,2207150,"Stratos GIGA2.0-D 100/1-9/M-1,5",14066,"P3"]
[null,2207151,"Stratos GIGA2.0-D 100/1-8/M-1,1",14066,"P3"]
[null,2207245,"Yonos GIGA2.0-D 32/1-24/M-1,5",8707,"P3"]
[null,2207246,"Yonos GIGA2.0-D 32/1-19/M-1,1",8719,"P3"]
[null,2207247,"Yonos GIGA2.0-D 32/1-15/M-0,75",8719,"P3"]
[null,2207248,"Yonos GIGA2.0-D 32/1-12/M-0,55",8421,"P3"]
[null,2207249,"Yonos GIGA2.0-D 32/1-9/M-0,37",8421,"P3"]
[null,2207250,"Yonos GIGA2.0-D 40/1-16/M-1,5",9940,"P3"]
[null,2207251,"Yonos GIGA2.0-D 40/1-13/M-1,1",9500,"P3"]
[null,2207252,"Yonos GIGA2.0-D 40/1-10/M-0,75",9500,"P3"]
[null,2207253,"Yonos GIGA2.0-D 40/1-8/M-0,55",9500,"P3"]
[null,2207254,"Yonos GIGA2.0-D 40/1-6/M-0,37",9257,"P3"]
[null,2207255,"Yonos GIGA2.0-D 50/1-13/M-1,5",9911,"P3"]
[null,2207256,"Yonos GIGA2.0-D 50/1-10/M-1,1",9471,"P3"]
[null,2207257,"Yonos GIGA2.0-D 50/1-8/M-0,75",9471,"P3"]
[null,2207258,"Yonos GIGA2.0-D 50/1-6/M-0,55",9471,"P3"]
[null,2207259,"Yonos GIGA2.0-D 50/1-5/M-0,37",9228,"P3"]
[null,2207260,"Yonos GIGA2.0-D 65/1-10/M-1,5",10149,"P3"]
[null,2207261,"Yonos GIGA2.0-D 65/1-8/M-1,1",9709,"P3"]
[null,2207262,"Yonos GIGA2.0-D 65/1-6/M-0,75",9712,"P3"]
[null,2207263,"Yonos GIGA2.0-D 65/1-5/M-0,55",9415,"P3"]
[null,2207264,"Yonos GIGA2.0-D 65/1-4/M-0,37",9415,"P3"]
[null,2207265,"Yonos GIGA2.0-D 80/1-8/M-1,5",9967,"P3"]
[null,2207266,"Yonos GIGA2.0-D 80/1-6/M-1,1",9528,"P3"]
[null,2207267,"Yonos GIGA2.0-D 80/1-5/M-0,75",9528,"P3"]
[null,2207268,"Yonos GIGA2.0-D 80/1-4/M-0,55",9528,"P3"]
[null,2207269,"Yonos GIGA2.0-D 80/1-3/M-0,37",9285,"P3"]
[null,2213830,"Atmos GIGA-B 32/160-0,55/4",2848,"P3"]
[null,2213831,"Atmos GIGA-B 32/150-0,37/4",2998,"P3"]
[null,2213832,"Atmos GIGA-B 32/160-5,5/2",4685,"P3"]
[null,2213833,"Atmos GIGA-B 32/150-4/2",3304,"P3"]
[null,2213834,"Atmos GIGA-B 32/200-7,5/2",4583,"P3"]
[null,2213835,"Atmos GIGA-B 32/190-5,5/2",4384,"P3"]
[null,2213836,"Atmos GIGA-B 32/200-1,1/4",3050,"P3"]
[null,2213837,"Atmos GIGA-B 32/190-0,75/4",3519,"P3"]
[null,2213838,"Atmos GIGA-B 40/125-5,5/2",4359,"P3"]
[null,2213839,"Atmos GIGA-B 40/115-4/2",3359,"P3"]
[null,2213840,"Atmos GIGA-B 40/105-3/2",3123,"P3"]
[null,2213841,"Atmos GIGA-B 40/95-2,2/2",2891,"P3"]
[null,2213842,"Atmos GIGA-B 40/160-11/2",5920,"P3"]
[null,2213843,"Atmos GIGA-B 40/150-7,5/2",4918,"P3"]
[null,2213844,"Atmos GIGA-B 40/140-5,5/2",4721,"P3"]
[null,2213845,"Atmos GIGA-B 40/130-4/2",3373,"P3"]
[null,2213846,"Atmos GIGA-B 40/160-1,1/4",2951,"P3"]
[null,2213847,"Atmos GIGA-B 40/150-0,75/4",3443,"P3"]
[null,2213848,"Atmos GIGA-B 40/140-0,55/4",3010,"P3"]
[null,2213850,"Atmos GIGA-B 40/200-15/2",6326,"P3"]
[null,2213851,"Atmos GIGA-B 40/190-11/2",6081,"P3"]
[null,2213852,"Atmos GIGA-B 40/200-2,2/4",3348,"P3"]
[null,2213853,"Atmos GIGA-B 40/190-1,5/4",3228,"P3"]
[null,2213854,"Atmos GIGA-B 40/180-1,1/4",3084,"P3"]
[null,2213855,"Atmos GIGA-B 40/250-30/2",8981,"P3"]
[null,2213856,"Atmos GIGA-B 40/240-22/2",7706,"P3"]
[null,2213857,"Atmos GIGA-B 40/230-18,5/2",6914,"P3"]
[null,2213858,"Atmos GIGA-B 40/220-15/2",6534,"P3"]
[null,2213859,"Atmos GIGA-B 40/250-3/4",4041,"P3"]
[null,2213860,"Atmos GIGA-B 40/240-2,2/4",3909,"P3"]
[null,2213861,"Atmos GIGA-B 40/230-1,5/4",3737,"P3"]
[null,2213862,"Atmos GIGA-B 50/125-7,5/2",4606,"P3"]
[null,2213863,"Atmos GIGA-B 50/115-5,5/2",6366,"P3"]
[null,2213864,"Atmos GIGA-B 50/105-4/2",3329,"P3"]
[null,2213865,"Atmos GIGA-B 50/95-3/2",3094,"P3"]
[null,2213866,"Atmos GIGA-B 50/160-1,5/4",3077,"P3"]
[null,2213867,"Atmos GIGA-B 50/150-1,1/4",2926,"P3"]
[null,2213868,"Atmos GIGA-B 50/140-0,75/4",3456,"P3"]
[null,2213869,"Atmos GIGA-B 50/160-11/2",5588,"P3"]
[null,2213870,"Atmos GIGA-B 50/150-7,5/2",4923,"P3"]
[null,2213871,"Atmos GIGA-B 50/140-5,5/2",6655,"P3"]
[null,2213872,"Atmos GIGA-B 50/200-3/4",3814,"P3"]
[null,2213873,"Atmos GIGA-B 50/190-2,2/4",3567,"P3"]
[null,2213874,"Atmos GIGA-B 50/180-1,5/4",3386,"P3"]
[null,2213878,"Atmos GIGA-B 50/170-11/2",6246,"P3"]
[null,2213882,"Atmos GIGA-B 50/250-5,5/4",4946,"P3"]
[null,2213883,"Atmos GIGA-B 50/240-4/4",4219,"P3"]
[null,2213884,"Atmos GIGA-B 50/230-3/4",4093,"P3"]
[null,2213889,"Atmos GIGA-B 65/160-2,2/4",3442,"P3"]
[null,2213890,"Atmos GIGA-B 65/140-1,1/4",2911,"P3"]
[null,2213891,"Atmos GIGA-B 65/150-1,5/4",3203,"P3"]
[null,2213899,"Atmos GIGA-B 65/200-4/4",4151,"P3"]
[null,2213900,"Atmos GIGA-B 65/190-3/4",3975,"P3"]
[null,2213901,"Atmos GIGA-B 65/180-2,2/4",3960,"P3"]
[null,2213902,"Atmos GIGA-B 65/250-7,5/4",6240,"P3"]
[null,2213903,"Atmos GIGA-B 65/240-5,5/4",5829,"P3"]
[null,2213904,"Atmos GIGA-B 65/230-4/4",4891,"P3"]
[null,2213905,"Atmos GIGA-B 80/160-3/4",3923,"P3"]
[null,2213906,"Atmos GIGA-B 80/150-2,2/4",3772,"P3"]
[null,2213907,"Atmos GIGA-B 80/140-1,5/4",3348,"P3"]
[null,2213908,"Atmos GIGA-B 80/130-1,1/4",3205,"P3"]
[null,2213914,"Atmos GIGA-B 80/200-7,5/4",5580,"P3"]
[null,2213915,"Atmos GIGA-B 80/190-5,5/4",5306,"P3"]
[null,2213916,"Atmos GIGA-B 80/180-4/4",4582,"P3"]
[null,2213917,"Atmos GIGA-B 80/170-3/4",4468,"P3"]
[null,2213923,"Atmos GIGA-B 80/250-11/4",7721,"P3"]
[null,2213924,"Atmos GIGA-B 80/240-7,5/4",6435,"P3"]
[null,2213926,"Atmos GIGA-B 100/160-4/4",4379,"P3"]
[null,2213927,"Atmos GIGA-B 100/150-3/4",4354,"P3"]
[null,2213928,"Atmos GIGA-B 100/140-2,2/4",3915,"P3"]
[null,2213932,"Atmos GIGA-B 100/200-7,5/4",5724,"P3"]
[null,2213933,"Atmos GIGA-B 100/190-5,5/4",5448,"P3"]
[null,2213934,"Atmos GIGA-B 100/180-4/4",4692,"P3"]
[null,2213935,"Atmos GIGA-B 100/250-15/4",8072,"P3"]
[null,2213936,"Atmos GIGA-B 100/240-11/4",7851,"P3"]
[null,2213937,"Atmos GIGA-B 100/230-7,5/4",5892,"P3"]
[null,2213939,"Atmos GIGA-B 100/315-30/4",10502,"P3"]
[null,2213940,"Atmos GIGA-B 100/305-22/4",9523,"P3"]
[null,2213941,"Atmos GIGA-B 100/295-18,5/4",9838,"P3"]
[null,2213942,"Atmos GIGA-B 100/285-15/4",8274,"P3"]
[null,2213944,"Atmos GIGA-B 125/200-15/4",7109,"P3"]
[null,2213945,"Atmos GIGA-B 125/190-11/4",6885,"P3"]
[null,2213946,"Atmos GIGA-B 125/180-7,5/4",5949,"P3"]
[null,2213947,"Atmos GIGA-B 125/170-5,5/4",5670,"P3"]
[null,2213948,"Atmos GIGA-B 125/250-22/4",8703,"P3"]
[null,2213949,"Atmos GIGA-B 125/240-18,5/4",9420,"P3"]
[null,2213950,"Atmos GIGA-B 125/230-15/4",7454,"P3"]
[null,2213951,"Atmos GIGA-B 125/220-11/4",7231,"P3"]
[null,2214121,"Atmos GIGA-B 80/200-5,5/4",5289,"P3"]
[null,2214122,"Atmos GIGA-B 65/200-3/4",4009,"P3"]
[null,2214124,"Atmos GIGA-B 40/125-4/2",3371,"P3"]
[null,2214127,"Atmos GIGA-B 125/272-15/4",8459,"P3"]
[null,2214128,"Atmos GIGA-B 125/285-18,5/4",9848,"P3"]
[null,2214129,"Atmos GIGA-B 125/240-15/4",7454,"P3"]
[null,2214130,"Atmos GIGA-B 125/200-11/4",6885,"P3"]
[null,2214131,"Atmos GIGA-B 32/125-3/2",3031,"P3"]
[null,2214132,"Atmos GIGA-B 125/250-18,5/4",8893,"P3"]
[null,2214135,"Atmos GIGA-B 150/250-22/4",9450,"P3"]
[null,2214136,"Atmos GIGA-B 50/200-2,2/4",3462,"P3"]
[null,2214138,"Atmos GIGA-B 50/240-3/4",4078,"P3"]
[null,2214139,"Atmos GIGA-B 40/160-7,5/2",4863,"P3"]
[null,2214141,"Atmos GIGA-B 40/200-1,5/4",3257,"P3"]
[null,2214142,"Atmos GIGA-B 40/200-11/2",6081,"P3"]
[null,2214143,"Atmos GIGA-B 40/250-22/2",7706,"P3"]
[null,2214144,"Atmos GIGA-B 40/240-18,5/2",6900,"P3"]
[null,2214146,"Atmos GIGA-B 80/250-7,5/4",6285,"P3"]
[null,2214147,"Atmos GIGA-B 80/315-18,5/4",9594,"P3"]
[null,2214148,"Atmos GIGA-B 100/305-18,5/4",9713,"P3"]
[null,2214149,"Atmos GIGA-B 32/250-2,2/4",3674,"P3"]
[null,2214150,"Atmos GIGA-B 50/250-4/4",4204,"P3"]
[null,2214151,"Atmos GIGA-B 150/315-45/4-X5",15105,"P3"]
[null,2214152,"Atmos GIGA-B 150/305-37/4-X5",14630,"P3"]
[null,2214153,"Atmos GIGA-B 125/400-75/4-IE3",34569,"P3"]
[null,2214156,"Atmos GIGA-B 150/390-90/4-P6-IE3",48132,"P3"]
[null,2214158,"Atmos GIGA-B 125/315-37/4-X5",14319,"P3"]
[null,2214159,"Atmos GIGA-B 125/305-30/4",11398,"P3"]
[null,2214161,"Atmos GIGA-B 125/380-45/4-X5",16169,"P3"]
[null,2214162,"Atmos GIGA-B 125/370-37/4-X5",15684,"P3"]
[null,2214163,"Atmos GIGA-B 100/400-45/4-X5",15613,"P3"]
[null,2214165,"Atmos GIGA-B 150/400-110/4-P6-IE3",69934,"P3"]
[null,2214167,"Atmos GIGA-B 150/400-90/4-P6-IE3",46985,"P3"]
[null,2214172,"Atmos GIGA-B 150/380-55/4-P6",32682,"P3"]
[null,2214173,"Atmos GIGA-B 150/400-90/4-IE3",45009,"P3"]
[null,2214175,"Atmos GIGA-B 150/380-75/4-P6-IE3",37810,"P3"]
[null,2214178,"Atmos GIGA-B 40/315-45/2-X5",13557,"P3"]
[null,2214188,"Atmos GIGA-B 150/370-55/4-P6",33823,"P3"]
[null,2214191,"Atmos GIGA-B 150/390-75/4-P6-IE3",37810,"P3"]
[null,2214195,"Atmos GIGA-B 40/305-37/2",10290,"P3"]
[null,2214197,"Atmos GIGA-B 100/390-37/4-X5",15139,"P3"]
[null,2214198,"Atmos GIGA-B 100/380-30/4",13608,"P3"]
[null,2216670,"Atmos GIGA-B 100/400-45/4-P6",18618,"P3"]
[null,2221090,"BL-E50/315-11/4",16482,"P3"]
[null,2221094,"BL-E65/315-15/4",17177,"P3"]
[null,2221098,"BL-E65/305-11/4",16430,"P3"]
[null,2221102,"BL-E80/250-11/4",16573,"P3"]
[null,2221106,"BL-E80/315-22/4",21029,"P3"]
[null,2221110,"BL-E80/305-18,5/4",19377,"P3"]
[null,2221114,"BL-E80/295-15/4",17882,"P3"]
[null,2221118,"BL-E100/250-15/4",17624,"P3"]
[null,2221122,"BL-E100/240-11/4",16704,"P3"]
[null,2221126,"BL-E100/305-22/4",21412,"P3"]
[null,2221130,"BL-E100/295-18,5/4",19969,"P3"]
[null,2221134,"BL-E125/190-11/4",16209,"P3"]
[null,2221138,"BL-E125/250-22/4",20718,"P3"]
[null,2221142,"BL-E125/240-18,5/4",19201,"P3"]
[null,2221146,"BL-E125/230-15/4",17538,"P3"]
[null,2221150,"BL-E150/200-15/4",17542,"P3"]
[null,2221154,"BL-E150/190-11/4",16797,"P3"]
[null,2221158,"BL-E150/240-22/4",21492,"P3"]
[null,2221162,"BL-E150/230-18,5/4",19952,"P3"]
[null,2221166,"BL-E32/250.1-11/2",15168,"P3"]
[null,2221170,"BL-E32/250-18,5/2",16513,"P3"]
[null,2221174,"BL-E32/240-15/2",15989,"P3"]
[null,2221178,"BL-E32/230-11/2",15166,"P3"]
[null,2221182,"BL-E40/200-15/2",15648,"P3"]
[null,2221186,"BL-E40/190-11/2",14817,"P3"]
[null,2221190,"BL-E40/245-22/2",18701,"P3"]
[null,2221194,"BL-E40/235-18,5/2",16487,"P3"]
[null,2221198,"BL-E50/160-11/2",14469,"P3"]
[null,2221202,"BL-E50/200-22/2",18477,"P3"]
[null,2221206,"BL-E50/190-18,5/2",16333,"P3"]
[null,2221210,"BL-E50/180-15/2",15621,"P3"]
[null,2221214,"BL-E50/230-22/2",18809,"P3"]
[null,2221218,"BL-E65/160-18,5/2",16015,"P3"]
[null,2221222,"BL-E65/150-15/2",15495,"P3"]
[null,2221226,"BL-E65/140-11/2",14665,"P3"]
[null,2221230,"BL-E65/180-22/2",18641,"P3"]
[null,2221234,"BL-E80/150-22/2",18436,"P3"]
[null,2221238,"BL-E80/140-18,5/2",16222,"P3"]
[null,2221242,"BL-E80/130-15/2",15659,"P3"]
[null,2221246,"BL-E80/120-11/2",14761,"P3"]
[null,2221250,"BL-E80/170-22/2",19449,"P3"]
[null,2221254,"BL-E100/150-22/2",18909,"P3"]
[null,2221258,"BL-E100/140-18,5/2",16611,"P3"]
[null,2221262,"BL-E100/130-15/2",15981,"P3"]
[null,2221594,"Stratos GIGA B 50/3-39/11",24233,"P3"]
[null,2221598,"Stratos GIGA B 65/3-40/15",25364,"P3"]
[null,2221602,"Stratos GIGA B 65/3-32/11",24181,"P3"]
[null,2221606,"Stratos GIGA B 80/2-26/11",24324,"P3"]
[null,2221610,"Stratos GIGA B 80/3-32/15",26069,"P3"]
[null,2221614,"Stratos GIGA B 100/3-27/15",25811,"P3"]
[null,2221618,"Stratos GIGA B 100/2-23/11",24455,"P3"]
[null,2221622,"Stratos GIGA B 125/2-15/11",23960,"P3"]
[null,2221626,"Stratos GIGA B 125/2-21/15",25804,"P3"]
[null,2221630,"Stratos GIGA B 150/2-15/15",25729,"P3"]
[null,2221634,"Stratos GIGA B 150/2-13/11",24548,"P3"]
[null,2221638,"Stratos GIGA B 32/6-76/11",15178,"P3"]
[null,2221642,"Stratos GIGA B 32/7-92/18,5",17328,"P3"]
[null,2221646,"Stratos GIGA B 32/6-82/15",16439,"P3"]
[null,2221650,"Stratos GIGA B 32/5-65/11",15176,"P3"]
[null,2221654,"Stratos GIGA B 40/5-64/15",16097,"P3"]
[null,2221658,"Stratos GIGA B 40/5-55/11",14826,"P3"]
[null,2221662,"Stratos GIGA B 40/6-87/22",18707,"P3"]
[null,2221666,"Stratos GIGA B 40/7-77/18,5",17301,"P3"]
[null,2221670,"Stratos GIGA B 50/4-45/11",14480,"P3"]
[null,2221674,"Stratos GIGA B 50/5-68/22",18484,"P3"]
[null,2221678,"Stratos GIGA B 50/5-66/18,5",17147,"P3"]
[null,2221682,"Stratos GIGA B 50/5-59/15",16072,"P3"]
[null,2221686,"Stratos GIGA B 50/6-70/22",18815,"P3"]
[null,2221690,"Stratos GIGA B 65/4-47/18,5",16830,"P3"]
[null,2221694,"Stratos GIGA B 65/4-45/15",15946,"P3"]
[null,2221698,"Stratos GIGA B 65/4-37/11",14675,"P3"]
[null,2221702,"Stratos GIGA B 65/5-58/22",18647,"P3"]
[null,2221706,"Stratos GIGA B 80/4-40/22",18443,"P3"]
[null,2221710,"Stratos GIGA B 80/3-36/18,5",17037,"P3"]
[null,2221714,"Stratos GIGA B 80/3-31/15",16110,"P3"]
[null,2221718,"Stratos GIGA B 80/3-24/11",14772,"P3"]
[null,2221722,"Stratos GIGA B 80/4-50/22",19456,"P3"]
[null,2221726,"Stratos GIGA B 100/3-34/22",18915,"P3"]
[null,2221730,"Stratos GIGA B 100/3-30/18,5",17426,"P3"]
[null,2221734,"Stratos GIGA B 100/3-25/15",16432,"P3"]
[null,2222270,"BL-E32/95-1,5/2",5122,"P3"]
[null,2222274,"BL-E32/160-5,5/2",8749,"P3"]
[null,2222278,"BL-E32/150-4/2",6102,"P3"]
[null,2222282,"BL-E32/200-7,5/2",8673,"P3"]
[null,2222286,"BL-E40/115-4/2",6159,"P3"]
[null,2222290,"BL-E40/105-3/2",5831,"P3"]
[null,2222294,"BL-E40/95-2,2/2",5333,"P3"]
[null,2222298,"BL-E40/150-7,5/2",8980,"P3"]
[null,2222302,"BL-E40/140-5,5/2",8786,"P3"]
[null,2222306,"BL-E50/125-7,5/2",8665,"P3"]
[null,2222310,"BL-E50/115-5,5/2",8500,"P3"]
[null,2222314,"BL-E50/105-4/2",6151,"P3"]
[null,2222318,"BL-E50/95-3/2",5825,"P3"]
[null,2222322,"BL-E50/155-7,5/2",8985,"P3"]
[null,2222326,"BL-E50/250-5,5/4",10198,"P3"]
[null,2222330,"BL-E65/115-7,5/2",8766,"P3"]
[null,2222334,"BL-E65/105-5,5/2",8573,"P3"]
[null,2222338,"BL-E65/95-4/2",6144,"P3"]
[null,2222342,"BL-E65/250-7,5/4",11674,"P3"]
[null,2222346,"BL-E65/245-5,5/4",11197,"P3"]
[null,2222350,"BL-E80/190-5,5/4",10668,"P3"]
[null,2222354,"BL-E80/240-7,5/4",11889,"P3"]
[null,2222358,"BL-E100/200-7,5/4",11155,"P3"]
[null,2222362,"BL-E100/190-5,5/4",10812,"P3"]
[null,2222366,"BL-E125/180-7,5/4",11762,"P3"]
[null,2222370,"BL-E125/170-5,5/4",11420,"P3"]
[null,2222426,"BL-E32/115-3/2",6084,"P3"]
[null,2222430,"BL-E32/125-4/2",6418,"P3"]
[null,2222434,"BL-E32/105-2,2/2",5691,"P3"]
[null,2222438,"BL-E32/190-5,5/2",9018,"P3"]
[null,2222442,"BL-E40/125-5,5/2",8871,"P3"]
[null,2222446,"BL-E80/200-7,5/4",11303,"P3"]
[null,2222450,"BL-E150/180-7,5/4",12981,"P3"]
[null,2222428,"BL-E32/115-3/2-R1",5744,"P3"]
[null,2063574,"IL32/140-0,25/4",2238,"P3"]
[null,2063734,"DL32/170-0,55/4",5189,"P3"]
[null,2088306,"IL32/170-0,55/4",2516,"P3"]
[null,2088307,"IL32/150-0,37/4",2256,"P3"]
[null,2088316,"IL40/160-0,55/4",2526,"P3"]
[null,2088318,"IL40/150-0,37/4",2258,"P3"]
[null,2088320,"IL40/140-0,25/4",2231,"P3"]
[null,2089226,"DL32/150-0,37/4",4756,"P3"]
[null,2089227,"DL32/140-0,25/4",4722,"P3"]
[null,2089237,"DL40/160-0,55/4",5169,"P3"]
[null,2089238,"DL40/150-0,37/4",4769,"P3"]
[null,2089239,"DL40/140-0,25/4",4715,"P3"]
[null,2089253,"DL50/150-0,55/4",4937,"P3"]
[null,2089365,"BL32/160-0,55/4",2833,"P3"]
[null,2089367,"BL32/150-0,37/4",2608,"P3"]
[null,2089384,"BL40/150-0,55/4",2823,"P3"]
[null,2089553,"IPL40/110-0,12/4",1233,"P3"]
[null,2089554,"IPL40/130-0,25/4",1132,"P3"]
[null,2089555,"IPL40/160-0,37/4",1354,"P3"]
[null,2089557,"IPL50/130-0,37/4",1389,"P3"]
[null,2089558,"IPL50/160-0,55/4",1557,"P3"]
[null,2089569,"IPL25/70-0,12/2",1047,"P3"]
[null,2089570,"IPL25/80-0,12/2",1043,"P3"]
[null,2089571,"IPL25/85-0,18/2",1091,"P3"]
[null,2089572,"IPL25/90-0,25/2",1102,"P3"]
[null,2089573,"IPL30/70-0,12/2",1049,"P3"]
[null,2089574,"IPL30/80-0,12/2",1046,"P3"]
[null,2089575,"IPL30/85-0,18/2",1090,"P3"]
[null,2089576,"IPL30/90-0,25/2",1101,"P3"]
[null,2089584,"IPL40/90-0,37/2",1199,"P3"]
[null,2089585,"IPL40/115-0,55/2",1329,"P3"]
[null,2089620,"DPL40/130-0,25/4",2388,"P3"]
[null,2089621,"DPL40/160-0,37/4",2713,"P3"]
[null,2089623,"DPL50/130-0,37/4",2779,"P3"]
[null,2089624,"DPL50/160-0,55/4",3116,"P3"]
[null,2089642,"DPL40/90-0,37/2",2267,"P3"]
[null,2089643,"DPL40/115-0,55/2",2502,"P3"]
[null,2089695,"IPL40/80-0,09/4",1587,"P3"]
[null,2112395,"IPL50/120-0,25/4",1265,"P3"]
[null,2120750,"IL40/170-0,75/4",2832,"P3"]
[null,2120751,"IL40/210-1,1/4",2744,"P3"]
[null,2120752,"IL40/220-1,5/4",2790,"P3"]
[null,2120753,"IL50/160-0,75/4",2809,"P3"]
[null,2120754,"IL50/170-1,1/4",2406,"P3"]
[null,2120755,"IL50/200-1,5/4",2916,"P3"]
[null,2120756,"IL50/220-2,2/4",3232,"P3"]
[null,2120757,"IL50/260-3/4",3560,"P3"]
[null,2120758,"IL50/270-3/4",3558,"P3"]
[null,2120759,"IL50/270-4/4",3669,"P3"]
[null,2120760,"IL65/150-0,75/4",3269,"P3"]
[null,2120761,"IL65/160-1,1/4",2910,"P3"]
[null,2120762,"IL65/170-1,1/4",2930,"P3"]
[null,2120763,"IL65/170-1,5/4",2953,"P3"]
[null,2120764,"IL65/210-2,2/4",3213,"P3"]
[null,2120765,"IL65/220-2,2/4",3200,"P3"]
[null,2120766,"IL65/220-3/4",3303,"P3"]
[null,2120767,"IL65/250-3/4",3580,"P3"]
[null,2120768,"IL65/250-4/4",3722,"P3"]
[null,2120769,"IL65/270-4/4",3716,"P3"]
[null,2120770,"IL65/270-5,5/4",4307,"P3"]
[null,2120771,"IL80/145-1,1/4",3026,"P3"]
[null,2120772,"IL80/150-1,1/4",3027,"P3"]
[null,2120773,"IL80/160-1,5/4",3058,"P3"]
[null,2120774,"IL80/170-2,2/4",3252,"P3"]
[null,2120775,"IL80/210-3/4",3330,"P3"]
[null,2120776,"IL80/220-4/4",3728,"P3"]
[null,2120777,"IL80/270-5,5/4",4318,"P3"]
[null,2120778,"IL100/145-1,1/4",2998,"P3"]
[null,2120779,"IL100/150-1,5/4",3769,"P3"]
[null,2120780,"IL100/160-2,2/4",4025,"P3"]
[null,2120781,"IL100/170-2,2/4",4025,"P3"]
[null,2120782,"IL100/170-3/4",4072,"P3"]
[null,2120783,"IL100/200-3/4",4072,"P3"]
[null,2120784,"IL100/200-4/4",4856,"P3"]
[null,2120785,"IL100/220-4/4",4856,"P3"]
[null,2120786,"IL100/220-5,5/4",5582,"P3"]
[null,2120787,"IL100/250-5,5/4",5582,"P3"]
[null,2120788,"IL100/250-7,5/4",6276,"P3"]
[null,2120789,"IL100/260-7,5/4",6276,"P3"]
[null,2120790,"IL100/260-11/4",7516,"P3"]
[null,2120791,"IL100/270-11/4",7516,"P3"]
[null,2120792,"IL125/145-1,5/4",4385,"P3"]
[null,2120793,"IL125/150-2,2/4",4598,"P3"]
[null,2120794,"IL125/160-3/4",4685,"P3"]
[null,2120795,"IL125/170-4/4",4970,"P3"]
[null,2120796,"IL125/190-4/4",4970,"P3"]
[null,2120797,"IL125/210-5,5/4",5701,"P3"]
[null,2120798,"IL125/220-5,5/4",5701,"P3"]
[null,2120799,"IL125/220-7,5/4",6726,"P3"]
[null,2120800,"IL125/250-11/4",7690,"P3"]
[null,2120801,"IL125/270-11/4",7690,"P3"]
[null,2120802,"IL125/270-15/4",8973,"P3"]
[null,2120803,"IL125/300-15/4",8973,"P3"]
[null,2120804,"IL125/300-18,5/4",9564,"P3"]
[null,2120805,"IL125/320-18,5/4",9564,"P3"]
[null,2120806,"IL125/320-22/4",10315,"P3"]
[null,2120807,"IL125/340-22/4",10315,"P3"]
[null,2120808,"IL125/340-30/4",10985,"P3"]
[null,2120809,"IL150/190-5,5/4",5769,"P3"]
[null,2120810,"IL150/200-7,5/4",7552,"P3"]
[null,2120811,"IL150/220-11/4",7930,"P3"]
[null,2120812,"IL150/250-15/4",9029,"P3"]
[null,2120813,"IL150/260-15/4",9029,"P3"]
[null,2120814,"IL150/260-18,5/4",10427,"P3"]
[null,2120815,"IL150/270-18,5/4",10427,"P3"]
[null,2120816,"IL150/270-22/4",11318,"P3"]
[null,2120827,"IL200/230-11/4",11548,"P3"]
[null,2120828,"IL200/240-15/4",11569,"P3"]
[null,2120829,"IL200/250-18,5/4",12309,"P3"]
[null,2120830,"IL200/260-22/4",13239,"P3"]
[null,2120831,"IL200/265-22/4",13239,"P3"]
[null,2120832,"IL200/265-30/4",16086,"P3"]
[null,2120833,"IL200/270-30/4",16086,"P3"]
[null,2120856,"IL250/460-132/4-IE3",77955,"P3"]
[null,2120857,"IL250/460-160/4-IE3",79884,"P3"]
[null,2120858,"IL250/470-160/4-IE3",79971,"P3"]
[null,2120859,"IL250/470-200/4-IE3",86801,"P3"]
[null,2120860,"IL250/480-160/4-IE3",79887,"P3"]
[null,2120861,"IL250/480-200/4-IE3",86618,"P3"]
[null,2120862,"IL32/140-1,5/2",2426,"P3"]
[null,2120863,"IL32/150-2,2/2",2487,"P3"]
[null,2120864,"IL32/160-2,2/2",2485,"P3"]
[null,2120865,"IL32/160-3/2",2658,"P3"]
[null,2120866,"IL32/170-3/2",2655,"P3"]
[null,2120867,"IL32/170-4/2",2830,"P3"]
[null,2120868,"IL40/140-2,2/2",2477,"P3"]
[null,2120869,"IL40/150-3/2",2659,"P3"]
[null,2120870,"IL40/160-4/2",2841,"P3"]
[null,2120871,"IL40/170-5,5/2",3591,"P3"]
[null,2120872,"IL40/200-7,5/2",3843,"P3"]
[null,2120873,"IL40/220-11/2",4868,"P3"]
[null,2120874,"IL50/110-1,5/2",2414,"P3"]
[null,2120875,"IL50/120-2,2/2",2498,"P3"]
[null,2120876,"IL50/130-3/2",2749,"P3"]
[null,2120877,"IL50/140-3/2",2717,"P3"]
[null,2120878,"IL50/140-4/2",2898,"P3"]
[null,2120879,"IL50/160-5,5/2",3671,"P3"]
[null,2120880,"IL50/170-5,5/2",3596,"P3"]
[null,2120881,"IL50/170-7,5/2",3755,"P3"]
[null,2120882,"IL50/180-7,5/2",3992,"P3"]
[null,2120883,"IL50/210-11/2",4979,"P3"]
[null,2120884,"IL50/220-11/2",4988,"P3"]
[null,2120885,"IL50/220-15/2",5179,"P3"]
[null,2120886,"IL50/250-18,5/2",6223,"P3"]
[null,2120887,"IL50/250-22/2",7180,"P3"]
[null,2120888,"IL50/270-22/2",7180,"P3"]
[null,2120889,"IL50/270-30/2",7665,"P3"]
[null,2120890,"IL65/110-3/2",2843,"P3"]
[null,2120891,"IL65/120-3/2",2830,"P3"]
[null,2120892,"IL65/120-4/2",3003,"P3"]
[null,2120893,"IL65/130-4/2",2987,"P3"]
[null,2120894,"IL65/130-5,5/2",3477,"P3"]
[null,2120895,"IL65/140-5,5/2",3451,"P3"]
[null,2120896,"IL65/140-7,5/2",3611,"P3"]
[null,2120897,"IL65/150-5,5/2",4059,"P3"]
[null,2120898,"IL65/160-5,5/2",4060,"P3"]
[null,2120899,"IL65/160-7,5/2",4221,"P3"]
[null,2120900,"IL65/170-11/2",5168,"P3"]
[null,2120901,"IL65/200-11/2",5084,"P3"]
[null,2120902,"IL65/200-15/2",5432,"P3"]
[null,2120903,"IL65/210-15/2",5432,"P3"]
[null,2120904,"IL65/210-18,5/2",6467,"P3"]
[null,2120905,"IL65/220-18,5/2",6467,"P3"]
[null,2120906,"IL65/220-22/2",7285,"P3"]
[null,2120907,"IL65/240-30/2",8554,"P3"]
[null,2120908,"IL65/260-30/2",8554,"P3"]
[null,2120909,"IL65/260-37/2",10140,"P3"]
[null,2120910,"IL80/110-3/2",2847,"P3"]
[null,2120911,"IL80/120-4/2",3014,"P3"]
[null,2120912,"IL80/130-5,5/2",3513,"P3"]
[null,2120913,"IL80/140-7,5/2",3677,"P3"]
[null,2120914,"IL80/150-7,5/2",4362,"P3"]
[null,2120915,"IL80/160-11/2",5307,"P3"]
[null,2120916,"IL80/170-11/2",5308,"P3"]
[null,2120917,"IL80/170-15/2",5500,"P3"]
[null,2120918,"IL80/190-15/2",5463,"P3"]
[null,2120919,"IL80/190-18,5/2",6630,"P3"]
[null,2120920,"IL80/200-18,5/2",6630,"P3"]
[null,2120921,"IL80/200-22/2",7405,"P3"]
[null,2120922,"IL80/210-30/2",8734,"P3"]
[null,2120923,"IL80/220-22/2",7405,"P3"]
[null,2120924,"IL80/220-30/2",8734,"P3"]
[null,2120925,"IL100/145-11/2",5307,"P3"]
[null,2120926,"IL100/150-15/2",5974,"P3"]
[null,2120927,"IL100/160-15/2",5974,"P3"]
[null,2120928,"IL100/160-18,5/2",6971,"P3"]
[null,2120929,"IL100/165-22/2",7853,"P3"]
[null,2120930,"IL100/170-22/2",7853,"P3"]
[null,2120931,"IL100/170-30/2",9594,"P3"]
[null,2120932,"IL100/190-30/2",9594,"P3"]
[null,2120933,"IL100/210-30/2",9594,"P3"]
[null,2120934,"IL100/210-37/2",12217,"P3"]
[null,2120935,"IL125/145-15/2",8196,"P3"]
[null,2120936,"IL125/150-18,5/2",8954,"P3"]
[null,2120937,"IL125/160-22/2",9936,"P3"]
[null,2120938,"IL125/165-30/2",11980,"P3"]
[null,2120939,"IL125/170-37/2",12752,"P3"]
[null,2120940,"IL200/240-7,5/6",12648,"P3"]
[null,2120941,"IL200/260-7,5/6",12537,"P3"]
[null,2120942,"IL200/270-11/6",13049,"P3"]
[null,2120943,"DL40/170-0,75/4",5786,"P3"]
[null,2120944,"DL40/210-1,1/4",4850,"P3"]
[null,2120945,"DL40/220-1,5/4",4944,"P3"]
[null,2120946,"DL50/160-0,75/4",5542,"P3"]
[null,2120947,"DL50/170-1,1/4",4738,"P3"]
[null,2120948,"DL50/200-1,5/4",5523,"P3"]
[null,2120949,"DL50/220-2,2/4",6085,"P3"]
[null,2120950,"DL50/260-3/4",6724,"P3"]
[null,2120951,"DL50/270-3/4",6722,"P3"]
[null,2120952,"DL50/270-4/4",7006,"P3"]
[null,2120953,"DL65/150-0,75/4",5677,"P3"]
[null,2120954,"DL65/160-1,1/4",4955,"P3"]
[null,2120955,"DL65/170-1,1/4",4941,"P3"]
[null,2120956,"DL65/170-1,5/4",5043,"P3"]
[null,2120957,"DL65/210-2,2/4",6284,"P3"]
[null,2120958,"DL65/220-2,2/4",6256,"P3"]
[null,2120959,"DL65/220-3/4",6456,"P3"]
[null,2120960,"DL65/250-3/4",7193,"P3"]
[null,2120961,"DL65/250-4/4",7160,"P3"]
[null,2120962,"DL65/270-5,5/4",8328,"P3"]
[null,2120963,"DL80/150-1,1/4",5276,"P3"]
[null,2120964,"DL80/160-1,5/4",5337,"P3"]
[null,2120965,"DL80/170-2,2/4",5804,"P3"]
[null,2120966,"DL80/210-3/4",7124,"P3"]
[null,2120967,"DL80/220-4/4",7751,"P3"]
[null,2120968,"DL80/270-5,5/4",8732,"P3"]
[null,2120969,"DL100/145-1,1/4",6319,"P3"]
[null,2120970,"DL100/150-1,5/4",7590,"P3"]
[null,2120971,"DL100/160-2,2/4",8111,"P3"]
[null,2120972,"DL100/170-3/4",8198,"P3"]
[null,2120973,"DL100/200-3/4",8738,"P3"]
[null,2120974,"DL100/200-4/4",8973,"P3"]
[null,2120975,"DL100/220-5,5/4",10110,"P3"]
[null,2120976,"DL100/250-5,5/4",11371,"P3"]
[null,2120977,"DL100/250-7,5/4",12590,"P3"]
[null,2120978,"DL100/260-11/4",12964,"P3"]
[null,2120979,"DL100/270-11/4",15023,"P3"]
[null,2120980,"DL125/190-4/4",9998,"P3"]
[null,2120981,"DL125/210-5,5/4",11638,"P3"]
[null,2120982,"DL125/220-5,5/4",12150,"P3"]
[null,2120983,"DL125/220-7,5/4",13486,"P3"]
[null,2120984,"DL125/250-11/4",15657,"P3"]
[null,2120985,"DL125/270-11/4",16099,"P3"]
[null,2121010,"DL32/140-1,5/2",4955,"P3"]
[null,2121021,"DL40/220-11/2",9221,"P3"]
[null,2121058,"DL80/190-18,5/2",11962,"P3"]
[null,2121081,"BL50/160-1,1/4",2844,"P3"]
[null,2121094,"BL65/220-4/4",3939,"P3"]
[null,2121137,"BL40/170-5,5/2",3985,"P3"]
[null,2121151,"BL50/140-7,5/2",4030,"P3"]
[null,2121173,"BL65/210-22/2",7686,"P3"]
[null,2121212,"IPL50/150-4/2",2061,"P3",{"$nulls":5},4171692]
[null,2121234,"DPL80/140-1,1/4",4561,"P3"]
[null,2121258,"DPL50/175-5,5/2",5475,"P3"]
[null,2121292,"IPH-O65/160-1,1/4",6474,"P3"]
[null,2121300,"IPH-O65/140-4/2",7203,"P3"]
[null,2142033,"BL125/185-5,5/4",5448,"P3"]
[null,2142053,"IL200/345-55/4",20487,"P3"]
[null,2150335,"IPL32/85-0,37/2",1040,"P3"]
[null,2151780,"IL250/445-160/4-IE3",73253,"P3"]
[null,2152445,"DPL50/95-0,55/2",2816,"P3"]
[null,2153737,"IL-E40/220-11/2-R1",13684,"P3"]
[null,2153812,"DL-E65/220-22/2",36483,"P3"]
[null,2153817,"DL-E100/145-11/2",28998,"P3"]
[null,2155278,"IL200/380-55/4",23127,"P3"]
[null,2160654,"IL125/390-45/4",20761,"P3"]
[null,2160701,"Atmos GIGA-B 125/250-160/2-IE3",45111,"P3"]
[null,2160884,"Atmos GIGA-B 80/370-18,5/4",8345,"P3"]
[null,2170301,"Stratos GIGA-D 80/1-32/4,1-R1",15803,"P3"]
[null,2189114,"Stratos GIGA B 50/1-21/2,3",7950,"P3"]
[null,2189141,"Stratos GIGA B 50/1-27/3,0-R1",8108,"P3"]
[null,2189151,"Stratos GIGA B 80/1-13/1,9-R1",9025,"P3"]
[null,2189973,"BL-E100/315-22/4-X4",24426,"P3"]
[null,2191370,"BL-E32/170-5,5/2",8640,"P3"]
[null,2191394,"BL-E125/185-5,5/4",11685,"P3"]
[null,2191432,"BL-E40/130-3/2-R1",6021,"P3"]
[null,2191918,"Stratos GIGA 65/4-57/18,5",17644,"P3"]
[null,2192016,"Stratos GIGA-D 100/2-22/11",31477,"P3"]
[null,2192061,"Stratos GIGA-D 80/4-53/22-R1",37116,"P3"]
[null,2196186,"Stratos GIGA B 80/2-23/11",15003,"P3"]
[null,2196208,"Stratos GIGA B 65/2-30/11-R1",14319,"P3"]
[null,2204758,"Stratos GIGA2.0-I 100/1-8/1,1",7597,"P3"]
[null,2205605,"Stratos GIGA2.0-D 32/1-20/1,1",11951,"P3"]
[null,2117145,"Stratos GIGA 65/1-34/3,0",5647,"P3"]
[null,2158825,"IP-E65/110-2,2/2",5759,"P3"]
[null,2158936,"DP-E32/95-0,55/2-IE4",6938,"P3"]
[null,2159008,"DP-E40/160-4/2-R1",12427,"P3"]
[null,2159019,"DP-E80/110-4/2-R1",12870,"P3"]
[null,2159369,"IL-E80/130-5,5/2-R1",7212,"P3"]
[null,2159423,"DL-E125/220-7,5/4",21452,"P3"]
[null,2161960,"IL50/180-7,5/2-PG4-S7",5304,"P3"]
[null,2170170,"Stratos GIGA 40/1-25/1,6-R1",5655,"P3"]
[null,2170190,"Stratos GIGA 100/1-17/3,7-R1",7949,"P3"]
[null,2170232,"Stratos GIGA-D 50/1-44/3,2",15917,"P3"]
[null,2227520,"Atmos GIGA-B 100/220-75/2",51412,"P3"]
[null,2227532,"Atmos GIGA-B 100/305-132/2",76029,"P3"]
[null,2227867,"Atmos GIGA-B 65/85-3/2",3058,"P3"]
[null,2205002,"Yonos GIGA2.0-I 65/1-16/3,0",5596,"P3"]
[null,2205869,"Yonos GIGA2.0-D 50/1-10/1,1",9833,"P3"]
[null,2205907,"Yonos GIGA2.0-D 100/1-8/2,2",17572,"P3"]
[null,4213188,"BAC40/126-1.5_80/2-DM/S-2-IE3",1089,"P3"]
[null,6086248,"Atmos GIGA-N 125/250-18,5/4",13402,"P4"]
[null,6086287,"Atmos GIGA-N 150/315-45/4",23633,"P4"]
[null,6086294,"Atmos GIGA-N 32/125-2,2/2",4906,"P4"]
[null,6086340,"Atmos GIGA-N 65/125-5,5/2",6213,"P4"]
[null,6086367,"Atmos GIGA-N 80/160-18,5/2",9836,"P4"]
[null,6086378,"Atmos GIGA-N 80/200-37/2",14941,"P4"]
[null,6086416,"Atmos GIGA-N 100/315.1-110/2-IE3",40541,"P4"]
[null,6086469,"Atmos GIGA-N 65/250-30/2",14032,"P4"]
[null,6086482,"Atmos GIGA-N 50/315-30/2",14530,"P4"]
[null,6086523,"Atmos GIGA-N 40/250-30/2",12985,"P4"]
[null,6086540,"Atmos GIGA-N 40/160-1,1/4",5070,"P4"]
[null,6086564,"Atmos GIGA-N 32/200-0,55/4",4967,"P4"]
[null,6086217,"Atmos GIGA-N 100/200-37/2",15772,"P4"]
[null,6086228,"Atmos GIGA-N 100/250-7,5/4",9632,"P4"]
[null,2543629,"FWJ-202-EM/3",585,"P5"]
[null,2549381,"HWJ-204-EM",700,"P5"]
[null,4081224,"WJ-202-EM-1-WP",336,"P5"]
[null,4104131,"TWI5-SE-904EM",1390,"P5"]
[null,4144939,"TWI5-308EM-FS",1158,"P5"]
[null,4186197,"HiPeri 1-4",267,"P5"]
[null,4197373,"HiMulti 3-44 P/1/5/230/S1-Old",714,"P5"]
[null,6049351,"TWU4-0414-DM-C",1246,"P5"]
[null,6049379,"TWU4-0435-DM-C-QC",2365,"P5"]
[null,6072945,"TWI4-0930-DM-C",4252,"P5"]
[null,6079215,"TWI4.03-06-EM-CI",1227,"P5"]
[null,6079249,"TWI4.02-28-DM-CI",1882,"P5"]
[null,6079274,"TWI4.09-10-DM-CI",1932,"P5"]
[null,6079401,"TWU3.03-08-HS-ECP-B",2511,"P5"]
[null,6081624,"TWU4.08-07-DM-C",1208,"P5"]
[null,4231435,"MEDANA CH1-LC.1002-5/E/A/10T",935,"P6"]
[null,4231480,"MEDANA CH1-L.405-1/E/A/10T",980,"P6"]
[null,4231499,"MEDANA CH1-L.1005-1/E/E/10T",1410,"P6"]
[null,4235339,"MEDANA CH1-L.403-2/V/E/10T",1017,"P6"]
[null,4235361,"MEDANA CH1-L.1005-2/V/E/10T",1602,"P6"]
[null,29990214,"SIBOOST SMART 3 HELIX VE 611",26456,"P6"]
[null,29990228,"SIBOOST SMART 2 HELIX VE 1603-4",19607,"P6"]
[null,29990255,"SIBOOST SMART 3 HELIX VE 3602-5.5KW",51560,"P6"]
[null,29990293,"SIBOOST SMART 4 HELIX VE 602",27586,"P6"]
[null,29990917,"Cal Pro 50L & Base Heating Vessel",245,"P6"]
[null,29990922,"Cal Pro 600L Heating Vessel",2142,"P6"]
[null,29993550,"ISAR MODH1-2CH1-L-203/SCe",10776,"P6"]
[null,29993586,"ISAR MODH1-3CH1-L-603/SCe",14376,"P6"]
[null,29993789,"ISAR MODH1-406/EC-EM-T90",6493,"P6"]
[null,29993821,"ISAR MODH1-2CH1-L-203/SCe-T260",13976,"P6"]
[null,4243625,"MEDANA CH1-L.1604-1/E/E/10T",1420,"P6"]
[null,4247184,"HELIX VE3602-7,5-1/16/E/KS",13831,"P6"]
[null,4250164,"MEDANA CH3-LE.406-1/E/3/10T",4474,"P6"]
[null,4250643,"HELIX2.0-VE204-1/16/E/S/1",4616,"P6"]
[null,4250674,"HELIX2.0-VE220-1/25/E/KS/3",6878,"P6"]
[null,4250720,"HELIX2.0-VE410-1/25/E/KS/1",4775,"P6"]
[null,4250758,"HELIX2.0-VE608-1/16/E/KS/3",6305,"P6"]
[null,4250768,"HELIX2.0-VE611-1/16/E/S/3",6502,"P6"]
[null,4250819,"HELIX2.0-VE1601-1/16/E/KS/3",5577,"P6"]
[null,4251146,"HELIX2.0-VE2203-2/16/V/KS/3",11456,"P6"]
[null,4254019,"HELIX2.0-VE603-1/16/E/KS/1",5077,"P6"]
[null,4257628,"MEDANA CH1-L.1601-1/E/E/10T",1142,"P6"]
[null,29993240,"Wilo Centrum TV408",13234,"P6"]
[null,2009055,"MVIS806-1/16/K/3-400-50-2",3057,"P6"]
[null,2198870,"Sinum Pump D60",30228,"P6"]
[null,2198895,"Sinum AV 800",7842,"P6"]
[null,2536402,"SiBoost Smart 2HELIX EXCEL1605",39509,"P6"]
[null,4148430,"MHIE1602N-1/E/3-2-2G",4310,"P6"]
[null,4161435,"HELIX VE615-2/25/V/KS",10967,"P6"]
[null,4164493,"HELIX VE208-1/25/E/KS",4719,"P6"]
[null,4171682,"HELIX VE604-2/25/V/KS",5887,"P6"]
[null,4183454,"HELIX VE2204-4/16/E/S/FF240",10105,"P6"]
[null,4201549,"HELIX VE1003-1/16/E/S",4747,"P6"]
[null,4201577,"HELIX VE602-1/16/E/S",4002,"P6"]
[null,4469076,"RAIN AF400-2HELIX VE1004/ECE2+1-S",30613,"P6"]
[null,2819500,"COMFORT PG180-TS PRESSURISATION UNIT",4936,"P6"]
[null,4157266,"WEH-2-306-T/CE",12135,"P6"]
[null,4157311,"Tank-200-Pressure keeping",2660,"P6"]
[null,2198819,"Voda Dirt 125F (PN10)",4825,"P6"]
[null,2198855,"Voda Air/Dirt 1 1/2\"",577,"P6"]
[null,4071162,"MVI7001/1-3/16/E/3-400-50-2",5388,"P6"]
[null,4071182,"MVI7002/2-3/25/E/3-400-50-2",7428,"P6"]
[null,4082533,"MVI9501/1-3/16/E/3-400-50-2",6282,"P6"]
[null,4082568,"MVI9503-3/25/E/3-400-50-2",13229,"P6"]
[null,4087809,"MVIL112-16/E/1-230-50-2",1824,"P6"]
[null,4139782,"HELIX V2206-2/25/V/KS/400-50",7787,"P6"]
[null,4141157,"HELIX V1609-1/25/E/KS/400-50",5022,"P6"]
[null,4150550,"HELIX V1008-1/16/E/KS/400-50",3234,"P6"]
[null,4150592,"HELIX V1019-2/25/V/KS/400-50",7369,"P6"]
[null,4150668,"HELIX V1609-2/25/V/KS/400-50",6551,"P6"]
[null,4150762,"HELIX V3605-2/25/V/KS/400-50",13009,"P6"]
[null,4150910,"HELIX V5203/2-2/25/V/KS/400-50",9314,"P6"]
[null,4156047,"HELIX V612-1/25/E/KS/400-50",3308,"P6"]
[null,4156069,"HELIX V608-2/25/V/KS/400-50",3043,"P6"]
[null,4160522,"HELIX V406-1/16/E/KS/400-50",2284,"P6"]
[null,4160538,"HELIX V416-1/16/E/KS/400-50",3138,"P6"]
[null,4160562,"HELIX V416-2/25/V/KS/400-50",3791,"P6"]
[null,4161716,"HELIX V211-1/25/E/KS/400-50",2592,"P6"]
[null,4161745,"HELIX V212-2/25/V/KS/400-50",3087,"P6"]
[null,4162523,"HELIX EXCEL 609-2/25/V/KS",8901,"P6"]
[null,4166171,"MVIE9501-3/16/E/3-2-2G",17413,"P6"]
[null,4171846,"HELIX EXCEL 2203-5.5-2/25/V/KS",12411,"P6"]
[null,4171892,"HELIX EXCEL 1607-1/16/E/KS",11169,"P6"]
[null,4171946,"HELIX EXCEL 611-1/25/E/KS",9795,"P6"]
[null,4183391,"HELIX FIRST V3604/2-5/16/E/S/400-50",6808,"P6"]
[null,4183408,"HELIX V3605/2-4/16/E/KS/400-50",8301,"P6"]
[null,4191752,"Zeox-First-H3205-15-2",19130,"P6"]
[null,4191775,"Zeox-First-H3211-37-2",35429,"P6"]
[null,4191786,"Zeox-First-H4202-15-2",16959,"P6"]
[null,4191808,"Zeox-First-H4207-30-2",22880,"P6"]
[null,4191831,"Zeox-First-H6002-22-2",18791,"P6"]
[null,4191865,"Zeox-First-H9004-45-2",25601,"P6"]
[null,4191897,"Zeox-First-H12006-160-2",69276,"P6"]
[null,4191922,"Zeox-First-H20002-110-2",55271,"P6"]
[null,4191930,"Zeox-First-H24003-315-2",101501,"P6"]
[null,4193998,"HELIX V403-2/25/V/KS/400-50",2381,"P6"]
[null,4195120,"SiClean_2",6205,"P6"]
[null,4198467,"HELIX V2212-1/25/E/KS/400-50",11000,"P6"]
[null,4198498,"HELIX V5204/2-1/16/E/KS/400-50",9617,"P6"]
[null,4200598,"HELIX FIRST V3609-5/25/E/KS/400-50",14425,"P6"]
[null,4200942,"HELIX FIRST V1004-5/16/E/S/400-50",2031,"P6"]
[null,4200959,"HELIX FIRST V1009-5/25/E/S/400-50",2836,"P6"]
[null,4200997,"HELIX FIRST V1607-5/25/E/S/400-50",3219,"P6"]
[null,4201028,"HELIX FIRST V206-5/16/E/S/400-50",1807,"P6"]
[null,4201085,"HELIX FIRST V406-5/16/E/S/400-50",1806,"P6"]
[null,4201114,"HELIX FIRST V416-5/25/E/S/400-50",2613,"P6"]
[null,4201143,"HELIX FIRST V608-5/16/E/S/400-50",2215,"P6"]
[null,4201281,"HELIX V1002-1/16/E/S/400-50",1914,"P6"]
[null,4201362,"HELIX V218-1/16/E/S/400-50",2991,"P6"]
[null,4201417,"HELIX V608-1/16/E/S/400-50",2559,"P6"]
[null,4201555,"HELIX VE1006-1/16/E/S",6358,"P6"]
[null,4211074,"MVIL509-16/E/3-400-50-2/IE3",2129,"P6"]
[null,4215250,"HELIX FIRST V5206/2-5/16/E/KS/400-50",9459,"P6"]
[null,4234069,"HELIX V403-1/16/E/S/1-230-50",1312,"P6"]
[null,4234078,"HELIX V412-1/16/E/S/1-230-50",2516,"P6"]
[null,4234611,"HELIX V216-1/25/E/S/1-230-50",2523,"P6"]
[null,4234633,"HELIX V1002-1/25/E/S/1-230-50",1630,"P6"]
[null,6075245,"TWI6.30-21-C-SD",11239,"P6"]
[null,6075261,"TWI6.50-10-C",8397,"P6"]
[null,6075287,"TWI6.60-14-C-SD",13094,"P6"]
[null,6075401,"TWI8.80-02-C-SD",7145,"P6"]
[null,6087657,"UNI-V05B/M08-523/A",2294,"P7"]
[null,6087661,"UNI-V06B/M15-523/A",3150,"P7"]
[null,2549904,"DrainLift SANI-M.16M/1",4095,"P7"]
[null,2549939,"DrainLift SANI-L.11T/4",8434,"P7"]
[null,2081693,"LPC 80/29 3-400-50-2",5806,"P7"]
[null,2544876,"WILO DRAINLIFT S1/6M-RV",5040,"P7"]
[null,2548596,"Plavis 015-C-2G/GB",242,"P7"]
[null,4145326,"TMR32/8-10M",389,"P7"]
[null,6064582,"FIT V05DA-124/EAD0-2-M0011-523-P",2150,"P7"]
[null,6065918,"FIT V08DA-422/EAD1-4-T0011-540-A",4277,"P7"]
[null,6082120,"UNI V05/T06-540/A",2418,"P7"]
[null,6087934,"Padus PRO M05/T039-540/A",6130,"P8"]
[null,6093108,"Rexa FIT-S03-224A/21T025-540/O",1861,"P8"]
[null,2509035,"WILO-DrainLift XXL 1080-2/5,2",24540,"P8"]
[null,2544206,"PORT 800.2-2250-03B",5061,"P8"]
[null,6019731,"CONTRACTOR'S PUMP KS37ZM SVA+V",6305,"P8"]
[null,6030969,"CONTRACTOR'S PUMP KS5 SVA+V",2554,"P8"]
[null,6064725,"PRO V05DA-224/EAD1X2-T0025-540-O",2314,"P8"]
[null,6064740,"PRO V06DA-625/EAD1X4-T0015-540-O",2550,"P8"]
[null,6076429,"PRO C05DA-326/EAD1X2-T0015-540-O",2270,"P8"]
[null,6077700,"PRO C06DA-342/EAD1X2-T0025-540-O",2726,"P8"]
[null,6078611,"EMUport CORE 20.2-28A",30831,"P8"]
[null,6080617,"EMUport CORE 50.2-15A",55141,"P8"]
[null,6081911,"PRO V10DA-424/EAD1X4-T0025-540-O",3112,"P8"]
[null,6084030,"Padus PRO M08L/T060-540/P",7167,"P8"]
[null,6085281,"RexaBloc RE10.44W-245DAH160L4",8361,"P8"]
[null,4223310,"VESSEL-BOOST-300L-16B-VT-M-G1”1/4",1495,"P14"]
[null,6003050,"hose synth. 75/20m+Storz-B 12/40bar",356,"P14"]
[null,6022278,"spiral hose 150mm5m 2xF-coupling 3bar",1734,"P14"]
[null,6027185,"switch box ZSD CEE32A/7,5kW 5m SVA",1015,"P14"]
[null,6038804,"guide pipe D.88,9x4,05 6m Stvz kpl",312,"P14"]
[null,6041892,"cooling jacket 6V R4 DR3 DS1 A2 Kit",801,"P14"]
[null,6043180,"cooling jacket 8V R4+R3 DR4 DS5 A2 Kit",1977,"P14"]
[null,6043235,"cooling jacket 8H PG2 R4+R3 DR4 DS2 A2 K",3030,"P14"]
[null,6063148,"chainkit PCS 800KG STVZ 5M CE neutral",425,"P14"]
[null,6078906,"Plattenschieber DN150+FFRe-St. DN200/150",4936,"P14"]
[null,6083067,"Fuse 10x38 16A 1000VDC for DC switch box",25,"P14"]
[null,6084544,"filter 40A du/dt IP54 Wilo-EFC",2057,"P14"]
[null,6084560,"filter 4,1A sin IP54 Wilo-EFC",1303,"P14"]
[null,6084578,"filter 17A sin IP00 Wilo-EFC",720,"P14"]
[null,6084908,"filter 62A sin IPG20 Wilo-EFC",4412,"P14"]
[null,110624092,"FLANGE DN65X20 PN6 CPL.F10",90,"P14"]
[null,110681899,"FLANGE DN80X25 PN6 CPL.F30",117,"P14"]
[null,112047195,"PIPE UNION R11/2\"-28/1\"RG (1X)+VP-CHR-YE",33,"P14"]
[null,503211698,"FLOAT SWITCH WA-E-K65 (PSN-O/ST) 5M +VP.",278,"P14"]
[null,29992252,"Mapress 15mm 90d Copper Elbow",6,"P14"]
[null,29993221,"Shielded Drain Cock 1/2\"",15,"P14"]
[null,2817097,"XTR8V-Vertical Expansion Tank- 25 Bar",443,"P14"]
[null,29993684,"Spelsberg Abox Junction Box, IP68, 93mm",176,"P14"]
[null,29994080,"JET 1\" BSP BARREL NIPPLES BS21 316",12,"P14"]
[null,2816062,"Wilo Auto Control 22KW Inverter",4322,"P14"]
[null,29993530,"ACH580 18.5KW Inverter (ABB)",3721,"P14"]
[null,2507613,"SCREWED FLANGE G11/4\" LK-75 ST37VZ",30,"P14"]
[null,2545125,"PLC CPU FPSIGMA with Software V1.141750E",1280,"P14"]
[null,7000528,"ISL Inertia Base BI4E4317E",941,"P14"]
[null,2518914,"MAN.DE3 3\"-3x11/2-A300-1x1/4-316",497,"P14"]
[null,7000470,"PureWater 2000x1000x1500 GRP Enclose Int",8056,"P14"]
[null,29991977,"Mapress 28mm Copper Coupling",12,"P14"]
[null,29992653,"R Foiled Insul H&V 1.0M x 76mm OD x 25mm",2,"P14"]
[null,2006027,"FLOAT SWITCH WAO 65 (PSN-F) 10M +VP.",136,"P14"]
[null,2015235,"COUPLING 52-C STORZ AL/KU",40,"P14"]
[null,2018102,"FESTKUPPLUNG 52-C/2\"  AG/66/AL STORZ",34,"P14"]
[null,2029040,"PEDESTRAL DN100 DRF.CPL.GG25",1311,"P14"]
[null,2056528,"VR-HVAC 1X0,75WA",2795,"P14"]
[null,2056540,"VR-HVAC 1X2,2WA",2829,"P14"]
[null,2056562,"VR-HVAC 3X11WA",7187,"P14"]
[null,2097809,"IF-Module Modbus",433,"P14"]
[null,2123374,"Insulation DN40-54 KIT",40,"P14"]
[null,2193441,"Wilo-EFC18.5 3x380-480V 50/60Hz IP55",5735,"P14"]
[null,2193444,"Wilo-EFC37 3x380-480V 50/60Hz IP55",8339,"P14"]
[null,2201736,"ClimaForm Stratos MAXO 50/0,5-8",262,"P14"]
[null,2510976,"CONNECTION UNION WMS.-CO-1MVI/HELIX -8\"",313,"P14"]
[null,2514246,"STEEL COMPENSATOR-316 DN150 PN16 TENSION",2123,"P14"]
[null,2515550,"FLOAT VALVE G2\" MS-VN ROMA CPL. 300",1165,"P14"]
[null,2516977,"ASS. DC PL1  MEMBRANE PUMP",384,"P14"]
[null,2525188,"GATE-VALVE-2\" RED BRASS WILO COMPL.",268,"P14"]
[null,2527819,"W-CTRL-CC-H-2x6,3A-T34-DOL-FC-WM-2G-PKG",13505,"P14"]
[null,2527830,"W-CTRL-CC-H-1x13A-T34-SD-FC-BM-2G-PKG",17900,"P14"]
[null,2527855,"W-CTRL-CC-H-2x37,5A-T34-SD-FC-BM-2G-PKG",27526,"P14"]
[null,2527875,"W-CTRL-CC-H-4x72A-T34-SD-FC-BM-2G-PKG",45967,"P14"]
[null,2533866,"CC-OPTION PROFIBUS COMM. (SLAVE) KIT",1703,"P14"]
[null,2536653,"W-CTRL-CCE-H-2x0,55KW-T4-WM-PKG",7444,"P14"]
[null,2536664,"W-CTRL-CCE-H-1x1,1KW-T4-WM-PKG",6974,"P14"]
[null,2536698,"W-CTRL-CCE-H-5x13A-T34-WM-3G-PKG",10721,"P14"]
[null,2536709,"W-CTRL-CCE-H-4x24A-T34-WM-3G-PKG",12409,"P14"]
[null,2538920,"W-CTRL-SC-L-1x6,3A-T34-DOL-WM-PKG",3163,"P14"]
[null,2538949,"W-CTRL-SC-L-2x13A-T34-SD-WM-PKG",5942,"P14"]
[null,2540237,"W-CTRL-CC-WP-2x10,0A-T34-DOL-WM-3G-PKG",7117,"P14"]
[null,2540269,"W-CTRL-CC-WP-2x24,0A-T4-DOL-FC-BM-2G-PKG",18601,"P14"]
[null,2540295,"W-CTRL-CC-WP-2x89,0A-T4-SD-BM-2G-PKG",18593,"P14"]
[null,2540303,"W-CTRL-CC-WP-2x32,0A-T4-SD-FC-BM-2G-PKG",20599,"P14"]
[null,2543212,"W-CTRL-EC-L-1x12A-MT34-DOL-WM-EMS-IPS-3G",1469,"P14"]
[null,2543278,"W-CTRL-SC-L-2x37,5A-T34-SD-WM-PKG",6893,"P14"]
[null,2545321,"W-CTRL-SC-H-4x4A-T34-DOL-WM-PKG",4553,"P14"]
[null,2545337,"W-CTRL-SC-H-4x16A-T34-DOL-WM-PKG",5163,"P14"]
[null,2545362,"W-CTRL-SC-H-1x24A-T34-SD-WM-PKG",5122,"P14"]
[null,2545427,"W-CTRL-SC-H-2x1,6A-T34-DOL-FC-WM-PKG",7628,"P14"]
[null,2545449,"W-CTRL-SC-H-4x12A-T34-DOL-FC-BM-PKG",16677,"P14"]
[null,2545483,"W-CTRL-SC-H-2x32A-T34-SD-FC-BM-PKG",21863,"P14"]
[null,2660841,"NON-RETURN VALVE RV/S40 AG2\" PN10 MS",399,"P14"]
[null,4027331,"NON-RETURN-DEVICE RPG2\" GG25",424,"P14"]
[null,4055063,"KIT 2 COUNTER-FLANGES 304 PN16 G2\" PW",762,"P14"]
[null,4076811,"BY-PASS KIT MVI G10 25BAR-1",495,"P14"]
[null,4087148,"TERMINATION KIT FRANKLIN",143,"P14"]
[null,4177436,"Cone exentric DN 65x150",666,"P14"]
[null,4177456,"Butterfly valve DN100-PN10-Lever handle",364,"P14"]
[null,4194671,"25 BAR Differential Pressure Kit (0-363)",779,"P14"]
[null,4213057,"KIT-Motor Support H50-Casing 200-CATA",552,"P14"]
[null,2000601,"Submersible electrode 25m cable",226,"P14"]
[null,2004432,"FLOAT SWITCH WA 65 (PSN-O) 30M +VP.",311,"P14"]
[null,2054111,"O-RING ID.225X6,0 EPDM 45 SHORE A VP.",23,"P15"]
[null,2054183,"O-RING ID.158,34X3,53 E7518",16,"P15"]
[null,2054240,"SWITCH BOX CO/ER2-7,5KW SD",7263,"P15"]
[null,2054263,"PIPE WORK DE2 3\"-2X11/2\"-1X3/4\" VP.",832,"P15"]
[null,2054346,"END SHIELD AF112 PG228X73 D.E.ATB KIT",618,"P15"]
[null,2054406,"END SHIELD QSFS132S2A88 ATS.TEE KIT",461,"P15"]
[null,2055873,"CR-EXTERNAL TEMP.SENSOR-KTY(O.FI)",272,"P15"]
[null,2056783,"MODULE GR.22 3-400  FROM 01/03 KIT",601,"P15"]
[null,2057443,"TERMINAL BOARD 1LA5183-2AA61-Z SM.VP.",264,"P15"]
[null,2057932,"IMPELLER D.250/396/66 KIT",3811,"P15"]
[null,2057972,"ROTOR-UNIT 22/80/2 LR.78 KIT",106,"P15"]
[null,2058004,"END SHILD 1LG4 BG280/550 N.D.E.SM.KIT",1075,"P15"]
[null,2058022,"SCREW M10X30 ISO4762 8.8 (4 PIECES)",10,"P15"]
[null,2058082,"IMPELLER D.65/161/18 RG KIT",1284,"P15"]
[null,2058107,"PIPE WORK DE3 2\"-3x11/4\"-316 VP.",525,"P15"]
[null,2058690,"SHAFT PIPEWORK WITH BREECHES PIPE",5931,"P15"]
[null,2060940,"PIPE WORK DE5 3\"-5x11/4\" VP.",1293,"P15"]
[null,2060952,"PRESSURE TRANSMITTER 1/4\" 0-25BAR 4-20",226,"P15"]
[null,2061103,"BOARD WDLPG2XXL DRAINCONTROL0,5-10A",1851,"P15"]
[null,2061140,"FLAT GASKET D.115/168 DN100 VP.",23,"P15"]
[null,2061146,"FLAT GASKET DN200 PN25",36,"P15"]
[null,2061199,"IMPELLER LP 5910KPG3084A",65,"P15"]
[null,2061390,"MOTOR 1,5KW-2-3~400V MTS40/27",1916,"P15"]
[null,2064435,"Mechanical seal GRP.9-S1 KIT",4390,"P15"]
[null,2064485,"HOSE DN40X6,5MM SBR BLACK L=70",49,"P15"]
[null,2064502,"PLC POWER SUPPLY 24VDC 1A VP.",289,"P15"]
[null,2064523,"SWITCH Hand-Off-Auto (2 COS) VP.",61,"P15"]
[null,2064591,"GRUB SCREW M8X12 DIN915 A4 (4 PIECES)",16,"P15"]
[null,2064633,"HYDRAULICS TPG100E-230/8KW KIT",2446,"P15"]
[null,2067787,"CAPACITOR TS40/10 1~230 5402KPG3010C",25,"P15"]
[null,2067835,"STATION.RING HOLDER/GLRD.BAC VAR.A KIT",128,"P15"]
[null,2067845,"PIPE UNION DISCHARGE PIPE WS40/MTS KIT",23,"P15"]
[null,2067992,"END SHIELD AF100 PG228X86,5 D.E.ATB KIT",632,"P15"]
[null,2068010,"IMPELLER/DIFFUSOR DISC WJ301/401 KIT",104,"P15"]
[null,2071452,"FOOT BEND DN150 4-KT.-ROHRFÜHRUNG VA",3997,"P15"]
[null,2082533,"MODULE GR.22 DM TO 12/02 KIT (2006)",128,"P15"]
[null,2083657,"PUMP HOUSING MVI70 DN100/PN16 KTL.KIT",1310,"P15"]
[null,2083697,"MOTOR 0.1 4M523P54B5 63D90 NU A12X19 VP.",851,"P15"]
[null,2083787,"MOTOR VC32/10-3-400 painted KIT",744,"P15"]
[null,2083865,"TERMINAL BOX CPL.3~ 29000090 SIMEL VP.",108,"P15"]
[null,2085838,"IMPELLER D.200/240/38 KIT",1319,"P15"]
[null,2086000,"HYDRAULICS TP80E-190 STD.KIT",1663,"P15"]
[null,2086030,"GASKET FOR DISCHARGE PIPE VC40 VP.",51,"P15"]
[null,2087774,"TERMINAL BOX LBF80(1~230V))ATB KIT",272,"P15"]
[null,2087780,"PUMP HOUSING  I25/80 KIT",88,"P15"]
[null,2087868,"SUCTION SIDE CO/COR MVI70 PN25 KIT",1430,"P15"]
[null,2087904,"END SHIELD 0,37/2 1~ ATS.20881337 SERMES",169,"P15"]
[null,2087939,"Mechanical seal GRP.5-S7 KIT",1029,"P15"]
[null,2087952,"MECH.SEAL MFL85S25/32 AQ1KM6G1(S13)KIT",4023,"P15"]
[null,2090214,"INSOLATION 100(MG.52)KIT",76,"P15"]
[null,2090253,"PIPE-TEMINAL WITH CLAMP D.50 PP VP.",10,"P15"]
[null,2090266,"BALL CHECK VALVE TYPE50 1 1/4\" PN10 VP.",228,"P15"]
[null,2090297,"HOUSING PIPE D.152X203 1.4404 KIT",160,"P15"]
[null,2090343,"PUMP SHROUD TWI5-SE-304 VP.",314,"P15"]
[null,2090371,"PUMP SHROUD TWI5-308 VP.",222,"P15"]
[null,2090412,"FLAT GASKET D.178X189X1 VP.",13,"P15"]
[null,2090417,"END SHIELD BG160 N.D.E.ATB VP.",555,"P15"]
[null,2094372,"SAFETY FUSE E18 25A VP.",13,"P15"]
[null,2094420,"RELAIS AF9-30-01+R-C+2S/1Ö 230VAC KIT",308,"P15"]
[null,2094471,"IMPELLER NL150/400 GG KIT",3671,"P15"]
[null,2094520,"COUPLING/NON-RETURN-FLAP TM25/6(A)301746",10,"P15"]
[null,2094598,"PUMP HOUSING D65/108 PN6/10 KIT",1021,"P15"]
[null,2094629,"IMPELLER NL40/125 GG KIT",1013,"P15"]
[null,2096162,"CONNECTION PRESSURE SIDE TP80 XXL KIT",94,"P15"]
[null,2096174,"PIPE WORK AF400 MHI800 PN16 R2\" 1.4571",1056,"P15"]
[null,2096225,"END SHIELD RF180/200/400 D.E..ATB VP.",1193,"P15"]
[null,2096256,"SHIM BALL BEARING BG90/100 ATB VP.",28,"P15"]
[null,2096307,"IMERGED MOTOR 4KW-DM-400-2 STS65 EX VP.",2084,"P15"]
[null,2096320,"GASKETS TERMINAL BOX BG160/180 ATB VP.",61,"P15"]
[null,2096366,"ROTOR 4KW-2 3-400V STS65 KIT",383,"P15"]
[null,2096416,"MECH.SEAL MFL85N4/43AQ1KM6G1 S13-SP KIT",5858,"P15"]
[null,2096428,"IMPELLER D.150/190/32 KIT",353,"P15"]
[null,2097994,"STATOR 0,55KW MG.63 3~ VP.",123,"P15"]
[null,2098013,"ROTOR UNIT 0,75KW 1~ LG.363,7 VP.",123,"P15"]
[null,2098028,"ROTOR UNIT 1,1KW 3~ LG.407,7 VP.",150,"P15"]
[null,2098074,"IMPELLER D.45/145X17 GG25 KIT",607,"P15"]
[null,2098203,"MOTOR V1 4/2/112/250-IE2(+TOOL)",1052,"P15"]
[null,2098223,"MOTOR V1 18,5/4/160/350E-IE1-VEM VP.",7714,"P15"]
[null,2100480,"MOTOR CPL.MVIL 2,5KW 3~ LG.601,7 VP.",1054,"P15"]
[null,2100501,"MOTOR CPL.MVIL 1,1KW 1~ LG.376,7 VP.",592,"P15"]
[null,2100526,"IMPELLER D.50/147/137/24 GG KIT",392,"P15"]
[null,2100587,"INSTALLATION-KIT TP80/100-4 FROM 10/2006",393,"P15"]
[null,2100607,"TERMINAL BOX CPL.AF63-71 METALLATB VP.",240,"P15"]
[null,2104294,"BEARING BRACKET HOUSING SERIES25 NL VP.",584,"P15"]
[null,2104302,"SUPPORT FOOT 140X43X99 NL KIT",61,"P15"]
[null,2023678,"IMPELLER/SPIRAL BOTTOM TPG150E280/170 KIT",1170,"P15"]
[null,2025069,"IMPELLER DPG65/148 GG LEFT",388,"P15"]
[null,2025092,"IMPELLER DPG125/193 GG LEFT",1006,"P15"]
[null,2025104,"IMPELLER IPG250/315 GG",5585,"P15"]
[null,2026864,"PUMP HOUSING I80/182 PN16 KIT",941,"P15"]
[null,2026876,"IMPELLER D.50/174/18 KIT",261,"P15"]
[null,2026915,"LANTERN PG228X85,2-F165 KIT",615,"P15"]
[null,2027083,"SWITCH BOX CO/ER1-7,5KW",5710,"P15"]
[null,2027190,"WASHER A13 DIN125-T2 A2 VP.",10,"P15"]
[null,2027551,"CAPASITOR PLUG 230V 30MF HAND FUNCTION",286,"P15"]
[null,2027580,"PRESSURE SWITCH PT12 3-12BAR R1/4\"I-GEW",78,"P15"]
[null,2027597,"DELIVERY CONNECTION RWN1500III 1\"-D32",219,"P15"]
[null,2027693,"LANTERN MVI50 39018526 KIT",1092,"P15"]
[null,2027870,"NON-RETURN-DEVICE INSERT DN32(MTR) VP.",34,"P15"]
[null,2027898,"VENTILATION PART DN80 XXL TO14.05.01 VP.",383,"P15"]
[null,2028284,"NON-RETURN DEVICE UNIT NV50/DN50 VP.",36,"P15"]
[null,2028429,"NUT M5 TWU5-SE 0650032",10,"P15"]
[null,2028473,"CABLE HOLDER TWU5-SE204/305/407EM7105413",23,"P15"]
[null,2028672,"VESSEL INSIDE RWN1500 CPL.",135,"P15"]
[null,2028700,"FLAT GASKET D.115/162X3 NBR70SR.EINL.VP.",40,"P15"]
[null,2029354,"END SHIELD 1LA7 4/100/250 N.D.E.SM.KIT",188,"P15"]
[null,2029979,"IMPELLER D.47/89/15 KIT",176,"P15"]
[null,2032616,"O-RING ID.44X3,53N DIN3771 E7502",10,"P15"]
[null,2032643,"PRESSURE SENSOR/ GAUGE 0-16BAR KIT",716,"P15"]
[null,2032732,"FLANGE DN50 LK-75 ST37-VZ",40,"P15"]
[null,2032920,"COLLECTOR PIPE DN100 PN16 CO/R-6 MVI16",3122,"P15"]
[null,2032978,"COLLECTOR PIPE DN150 PN10 CO/R-5 MVI32",4396,"P15"]
[null,2033045,"SUCTION SIDE CO/COR MVI32 KIT",1227,"P15"]
[null,2033525,"NON-RETURN-DEVICE DN40 CUZN VP.",236,"P15"]
[null,2033549,"Safeguard  16A 6.3x32 500V CERAM. VP.",10,"P15"]
[null,2035024,"FLAT GASKET-FLAP DPG65",94,"P15"]
[null,2035667,"IMPELLER D.70(77)/114/25 KIT",310,"P15"]
[null,2035768,"DISCHARGE PIPE DN65 WS1100/D TP65/40-S",1402,"P15"]
[null,2036346,"DELIVERY SIDE CO-1MVI2/4 KIT",551,"P15"]
[null,2037206,"LANTERN PG190X85,2-F215 KIT",573,"P15"]
[null,2037241,"MOTOR FOOT BG71-112/PG190",314,"P15"]
[null,2037317,"IMPELLER D.80/150/18 KIT",313,"P15"]
[null,2037448,"Mechanical seal GRP.5-S5 KIT",496,"P15"]
[null,2037678,"STICKER VP.140X80 SALMSON CE",67,"P15"]
[null,2037960,"IMPELLER IPG300/480",5698,"P15"]
[null,2038195,"IMPELLER D.32/138/18 KIT",214,"P15"]
[null,2040268,"IMPELLER DPG80/120 GG RIGHT",403,"P15"]
[null,2040496,"STATOR-UNIT TOP-ZV25/7 3-400 KIT",724,"P15"]
[null,2040824,"IMPELLER D.40/215/24 KIT",445,"P15"]
[null,2041130,"STATOR-UNIT TOP-S/SD50/15 3-400 KIT",384,"P15"]
[null,2042626,"IMPELLER D.100/212/24 KIT",577,"P15"]
[null,2042735,"COUPLING/SHAFT D.24/38X166 KIT",529,"P15"]
[null,2042808,"TERMINAL BOX COVER BG160/180 TEE VP.",101,"P15"]
[null,2042862,"WASHER S12 V2A VP.",10,"P15"]
[null,2042935,"O-RING ID.88,49X3,53 EPDM 70SHORE VP.",10,"P15"]
[null,2042959,"END SHIELD BG160 5883402 D.E.VEM VP.",997,"P15"]
[null,2042982,"RUBBER FLAP DLL1 KIT",219,"P15"]
[null,2044041,"MOTOR V1 0,25/4/71/160-IE1(+TOOL)",335,"P15"]
[null,2044952,"FAN WHEEL BG90-100-112M 2-4POL.LS VP.",123,"P15"]
[null,2044989,"NUT M36 DIN-EN24032 A2 VP.",41,"P15"]
[null,2045019,"END SHIELD AF90 457232 N.D.E. ATB",183,"P15"]
[null,2045313,"MODULE TL5 NT.MVIE/MULTI-VE",5051,"P15"]
[null,2046243,"MODULE COVER GR.32-52 DM(+SCREW) KIT",62,"P15"]
[null,2046272,"PUMP HOUSING 11/2\"X180 INOX SET",274,"P15"]
[null,2046380,"FIXING PUMP AF11 KIT",94,"P15"]
[null,2046442,"END SHIELD RF71 300244 N.D.E.ATB",150,"P15"]
[null,2046957,"BALL BEARING 6215/2Z-C3 (HT) VP.",367,"P15"]
[null,2047027,"IMPELLER D.200/252/38 KIT",1364,"P15"]
[null,2047052,"END SHIELD BG250 D.E.TEE VP.",1572,"P15"]
[null,2048272,"HOSE CLAMP DIN3017-A-12-22X9-C7-W4 VP",10,"P15"]
[null,2048437,"IMPELLER D.80/220/24 KIT",463,"P15"]
[null,2048805,"SHAFT SEAL RING D.47/30 HEIGHT 7",10,"P15"]
[null,2048819,"FAN D.143 MG.80 MC/MHIL KIT",178,"P15"]
[null,2048880,"UPPER PART OF HOUSING FOR SK.WV ABS",42,"P15"]
[null,2048969,"VIBRATION DAMPER FB50",228,"P15"]
[null,2049129,"SHAFT 24 GRD.NP../160-250V KIT",973,"P15"]
[null,2049158,"EXTENSION COUPL.GR140-L100 D32/60(NP)KIT",1130,"P15"]
[null,2049189,"NON-RETURN-DEVICE RV/S50 AG2½\" PN10 MS",302,"P15"]
[null,2049226,"CONNECTION F.1-PUMP-ENCLOSURE DN65 KIT",160,"P15"]
[null,2049252,"DISCHARGE PIPE TOP SIDE DN80/PN10 1TP80",632,"P15"]
[null,2049285,"CABLE SCREW  M16 KIT",16,"P15"]
[null,2050738,"LANTERN PG330X99-F215 KTL KIT",816,"P15"]
[null,2051135,"EXTENSION COUPLING GR95 D28/32(NP)KIT",636,"P15"]
[null,2051158,"COOLANT HOUSING IPH-O32/170 KIT",1399,"P15"]
[null,2051220,"AUTOM.CIRCUITBREAK S203 B40 FOR18,5kW VP",154,"P15"]
[null,2051232,"TRANSFORMER 500V AC/230V AC(150VA)",210,"P15"]
[null,2051269,"LANTERN/PLUG-IN SHAFT PG188F130/14IPL KIT",573,"P15"]
[null,2051332,"LANTERN PG330X120-F300 M16 KIT",1153,"P15"]
[null,2051371,"Screw M16X30/X40,Washer A17(8 PIECES)",23,"P15"]
[null,2052299,"PIPE WORK DE4 MVI/MHI400/800PN16 2½\" KIT",919,"P15"]
[null,2052323,"PUMP HOUSING D125/340 PN16 KIT",4661,"P15"]
[null,2052339,"LANTERN PG400X150-F300 KIT",1918,"P15"]
[null,2052496,"END SHIELD QS71 71/129 D.E.KIT",183,"P15"]
[null,2052500,"END SHIELD QS90 90/170 D.E.KIT",389,"P15"]
[null,2053763,"STATOR-UNIT TOP-Z/ZV30/7 1-230 KIT",849,"P15"]
[null,2147164,"Stator-unit TOP-STG 25/10 3~ KIT",1060,"P15"]
[null,2104315,"SCREW M10X25 ISO4762 8.8 ZN (4 PIECES)",10,"P15"]
[null,2147237,"Coupling/shaft D.55/60x180-248,3 KIT",1308,"P15"]
[null,2147400,"Impeller D.77/127/18 PPS KIT",532,"P15"]
[null,2148011,"Screw APG40x12/10 WN5152 Ejot(6 Piece)",16,"P15"]
[null,2149170,"Ball bearing 6215/C3 VP.",306,"P15"]
[null,2149185,"Impeller 250/420-365-257,4/66 GG KIT",3064,"P15"]
[null,2150772,"Ball bearing 6316 C3 VP.",448,"P15"]
[null,2150835,"Impeller NPG 250-500-H52 VP.",15054,"P15"]
[null,2150865,"Flat gasket f.MS.cover NPG100/315 VP.",10,"P15"]
[null,2150901,"Connection pipe secondarily VP.",289,"P15"]
[null,2150944,"Impeller 125/181/171/24 RG KIT",2034,"P15"]
[null,2153126,"Module STRATOS 80/1-6 KIT",5193,"P15"]
[null,2153172,"Ball bearing 6307/VV-C3 VP.",69,"P15"]
[null,2153239,"Motor B35 30/2/200/400-IE3-K3 VP.",5694,"P15"]
[null,2153291,"Motor V1 11/2/160/350-IE3-K3 VP.",3374,"P15"]
[null,2155645,"Terminal box BG200 TEE KIT",433,"P15"]
[null,2155700,"End shield BG160 N.D.E.TEE KIT",555,"P15"]
[null,2155750,"Impeller D.80/121/24X22 GG20 KIT",415,"P15"]
[null,2155799,"Impeller 40/220-224-71,7/24 GG KIT",567,"P15"]
[null,2158060,"Impeller 80/154/24 GG KIT",549,"P15"]
[null,2158118,"Impeller 100/265/255/32 GG KIT",888,"P15"]
[null,2158143,"Impeller 200/340-335-199,5/45 GG KIT",2158,"P15"]
[null,2158239,"Ball bearing NKS6313DDU/3313B NLG KIT",2133,"P15"]
[null,2158283,"Impeller 80/212/24 GG KIT",452,"P15"]
[null,2158439,"Impeller NPG32/160 GG KIT",1013,"P15"]
[null,2158481,"Impeller NP50/200V GG KIT",1447,"P15"]
[null,2158506,"Impeller NP80/315 BZ KIT",4791,"P15"]
[null,2160933,"Impeller nut MH18 VP.",6,"P15"]
[null,2160966,"Key C 5X5X29-112 VP.",10,"P15"]
[null,2161014,"End shield BG90 N.D.E.ATB VP.",183,"P15"]
[null,2161049,"Fan housing BG90 ATB VP.",130,"P15"]
[null,2161185,"Module IL-E/DL-E50/160-5,5/2 IE2 ATB KIT",3857,"P15"]
[null,2162459,"Bearing cover coupling side NPG250/400 VP",801,"P15"]
[null,2162516,"Motor B3 18,5/2/160 3~400V PTC.IE3 VP.",3662,"P15"]
[null,2162549,"Shaft NP65-315A VP.",2274,"P15"]
[null,2162586,"Pump housing DP50/100-F154 16 KIT",743,"P15"]
[null,4195491,"MOTOR 30/2/200 3~400V 50HZ IE3 VP.",5993,"P15"]
[null,4195795,"Mechanical seal N.D.E. Zeox-First-H200",3198,"P15"]
[null,4197072,"SUCTION SIDE Siboost Helix10/16 KIT",358,"P15"]
[null,4197130,"PIPE DE4 R3''-4x11/2\"+2x1/4+1x3/4x1200",1358,"P15"]
[null,4197768,"Circlip D.12x1 VP.",20,"P15"]
[null,4197796,"Metal sheet 4 stages KIT",76,"P15"]
[null,4199797,"ASSEMBLY BASE CE+ BOOSTER 2x5,5kW  VP.",1603,"P15"]
[null,4200133,"SPS OPERATION PANEL GT12 SW 1.140040FC",1310,"P15"]
[null,4202778,"Capacitor+switch HiSewlift Kit",169,"P15"]
[null,4202818,"PUMP HOUSING MHI204/205 1.4404 VP.",212,"P15"]
[null,4202836,"Impeller suction Zeox First V12",1158,"P15"]
[null,4203954,"LANTERN -VMI-182TC-6P-NEMA VP.",365,"P15"]
[null,4203986,"BASE PLATE DE3 1150x420 M10 KIT",816,"P15"]
[null,4204248,"MAN. DE5 DN150-5x21/2-1x1/4''-1x3/4x2500",4033,"P15"]
[null,4207548,"Endshield BG112 D.E TEE VP.",324,"P15"]
[null,4207622,"MO.MHIL 0,55/2/63 1~230V IE1 VP.",493,"P15"]
[null,4208872,"PUMP HOUSING HELIX V6 DN32 PN30 KIT",1369,"P15"]
[null,4208911,"Flange B5 for KPR160 VP.",997,"P15"]
[null,4209326,"MODULE HELIX-VE407-IE4-WE KIT",3694,"P15"]
[null,4210072,"Motor-fan-71-MHI Ø128 VP.",84,"P15"]
[null,4210124,"Vessel cover Plavis 013-C VP.",67,"P15"]
[null,4212635,"MODULE HELIX-VE3602-IE4-WE KIT",7816,"P15"]
[null,4212671,"Aqualization-Ring-1.4301 VP.",96,"P15"]
[null,4213729,"MODULE HELIX-VE211-IE4-WE KIT",4178,"P15"]
[null,4213792,"MO.4/2/112 3~400V 50Hz EExdIICT4 VP.",4106,"P15"]
[null,4214520,"SHAFT EQUIPMENT HELIX V16 ReDTC KIT",67,"P15"]
[null,4214544,"Terminal box cpl.Q2Q3E180-200TEE(NP)KIT",433,"P15"]
[null,4215180,"Fuse holder 1P 10X38 - 32 A",10,"P15"]
[null,4216693,"2 Mechanical seals H200(240-280) KIT",7768,"P15"]
[null,4217889,"COUNTER FLANGE-G1\"-PN16 KIT",96,"P15"]
[null,4217946,"Collar HiDrainlift HiSewlift VP.",49,"P15"]
[null,4220036,"Main load contactors",224,"P15"]
[null,4220641,"FRONT-END-SHIELD B3 QU/QS/Q2E112 VP.",391,"P15"]
[null,4221748,"Gasket (W/S)NF-S 32-40-50/250 KIT",94,"P15"]
[null,4222868,"Non return valve PN16 - DN150 VP.",714,"P15"]
[null,4222968,"hydraulical 30 KIT (splined shaft) VP.",98,"P15"]
[null,4225024,"HYDRAULIC CPL.MVI412-6'' 1.4301 KIT",1142,"P15"]
[null,4225029,"HYDRAULIC CPL.MVI802-6'' 1.4301 KIT",684,"P15"]
[null,4228131,"BASE PLATE SIBOOST 1HELIX VE KIT",612,"P15"]
[null,4228164,"ASS. FF4-16/PRESSURE GAUGE 0-16BAR KIT",393,"P15"]
[null,4230837,"OVERLOAD RELAY EF19  1,9...6,3A VP.",167,"P15"]
[null,4233147,"SHAFT D.14X582 1.4404 VP.",353,"P15"]
[null,4233909,"SHAFT D.14X438 1.4301 VP.",67,"P15"]
[null,4233948,"O-RING UNDER PLUG VP.",25,"P15"]
[null,4234206,"COMPL MOTOR MHIE802N-1/E/3-2-2G WE VP.",738,"P15"]
[null,4234245,"O-RING 63X3 VP.",25,"P15"]
[null,4235995,"UPPER STAGE-C/R-16M3-8\"-304 VP.",91,"P15"]
[null,4236727,"ROTOR-SHAFT 52 MVIS4 VP.",661,"P15"]
[null,4246216,"MECHANICAL SEAL CH-L-LE 16 EPDM KIT",449,"P15"]
[null,2104336,"COUPLING GUARD T45/ABD.CON.(NL) KIT",210,"P15"]
[null,2104354,"MECHANICAL SEAL LPC50 KIT",64,"P15"]
[null,2104420,"LANTERN PG330X152-F300 H7 KIT",634,"P15"]
[null,2104458,"HANDLE OHYS 2AJ1/SHAFT OXS6x250 VP.",40,"P15"]
[null,2104472,"MAIN SWITCH OT63F3 L250 KIT",113,"P15"]
[null,2104542,"PACKING HOUSING SERIES35 NL VP.",154,"P15"]
[null,2106059,"IMPELLER NL50/125 BRONZE KIT",2556,"P15"]
[null,2106095,"DISCHARGE COVER M.S.NL65/250 VP.",1128,"P15"]
[null,2106205,"SCREW M12X35 ISO4762 8.8 (4 PIECES)",10,"P15"]
[null,2106210,"DISCHARGE COVER G.P.NL80/200 VP.",1073,"P15"]
[null,2106246,"PUMP HOUSING NL150/250 KIT",8863,"P15"]
[null,2106298,"PROTECTION SHIELD F.MOTOR BG90 TEE VP.",116,"P15"]
[null,2106306,"Fan hood BG90 LS VP.",289,"P15"]
[null,2106342,"FLAT GASKET D.120/162X2 DN100 C4430 VP.",40,"P15"]
[null,2107653,"DISCHARGE PIPE DN40 WS9E/WS11D MTC KIT",1298,"P15"]
[null,2107666,"PACKING DRAINLIFT M2/8 KIT",379,"P15"]
[null,2107762,"M.seal D.24(216)NL Special V KIT",457,"P15"]
[null,2107778,"FAN WHEEL BG71/80 ELEC KIT",86,"P15"]
[null,2107806,"END SHIELD MG.80 1\" D.E.MHIL VP.",183,"P15"]
[null,2107849,"MO.MHIL 1,5/2/80N 1~230V IE1 VP.",1028,"P15"]
[null,2111197,"IMPELLER D.40/168/18 RG KIT",853,"P15"]
[null,2111300,"IMPELLER 40/136/128/18 KIT",263,"P15"]
[null,2111325,"TERMINAL BOX COVER/GASK.BG71-90 ELEC KIT",57,"P15"]
[null,2111388,"VESSEL DRAINLIFT XL VP.",4387,"P15"]
[null,2111433,"MODULE IP/DP-E80/140-4/2-IE2 ATB KIT",2828,"P15"]
[null,2112687,"O-RING ID.107,54X3,53 FKM/VITON70 VP.",10,"P15"]
[null,2112708,"FREQUENCY CHANGER FC-202PG45K 45,0KW VP.",10675,"P15"]
[null,2112807,"MODULE IL-E BF-R1 22KW 4POL.IE2 VEM KIT",17764,"P15"]
[null,2112849,"MOTOR IL-E 18,5KW 2POL.-IE2-VEM VP.",7651,"P15"]
[null,2112912,"IMPELLER/KEY WJ-204-X-EM VP.",45,"P15"]
[null,2112947,"PUMP FOOT WS625E/MTS KIT",260,"P15"]
[null,2114290,"MECHANICAL SEAL D.38 BVEG BM(315) KIT",256,"P15"]
[null,2114334,"O-RING ID.98,02X3,53 FKM/VITON70 VP.",13,"P15"]
[null,2114394,"MODULE IL-E/DL-E50/170-7,5/2 IE2 SM.KIT",3976,"P15"]
[null,2114408,"IMPELLER 150/290/38 KIT",1319,"P15"]
[null,2116192,"MOTOR 0,75/2/80M 230/400V BM-S/BM-B VP.",1382,"P15"]
[null,2116674,"IMPELLER D.45/126/17 KIT",151,"P15"]
[null,2116704,"TERMINAL BOX CPL.AF90 ATB KIT",210,"P15"]
[null,2116752,"JOINT RING BG100/112 TEE VP.",24,"P15"]
[null,2116783,"TERMINAL BOARD BG71-80 TEE KIT",57,"P15"]
[null,2116833,"End shield BG90-F170/188 N.D.E.TEE KIT",183,"P15"]
[null,2118399,"TERMINAL BOARD 56X36 M5 3~ CPL.ELEC KIT",57,"P15"]
[null,2118451,"SCREW M8X40 DIN912 A2(8 PIECES)",23,"P15"]
[null,2118637,"IMPELLER MTC32F49 VP.",1501,"P15"]
[null,2119873,"CONNECTION BLOCK S1-M1 F.MS116/132 VP.",20,"P15"]
[null,2119896,"MODULE IL-E/DL-E125/220-7,5/4 IE2 SM.KIT",3976,"P15"]
[null,2119959,"VESSEL 2 XXL880/1080 PE 400l KIT",1415,"P15"]
[null,2120012,"IMPELLER 125/293/279/38 RG KIT",2699,"P15"]
[null,2120073,"MODULE IL-/DL-E40/220-11/2-IE2 TEE KIT",7458,"P15"]
[null,2120092,"MODULE IL-/DL-E150/270-22/4-IE2 TEE KIT",13760,"P15"]
[null,2122257,"NUT H M5 A2(4 PIECES)",10,"P15"]
[null,2122303,"IMPELLER D.40/120/18 KIT",683,"P15"]
[null,2122315,"IMPELLER D.65/176/18 KIT",559,"P15"]
[null,2122347,"IMPELLER D.50/124/18 KIT",336,"P15"]
[null,2122491,"IMPELLER D.200/231/38 KIT",1447,"P15"]
[null,2123413,"IMPELLER D.65/171/161/18 KIT",293,"P15"]
[null,2123446,"IMPELLER D.200/239/38 KIT",1319,"P15"]
[null,2123471,"IMPELLER D.50/100/18 KIT",264,"P15"]
[null,2123480,"IMPELLER D.65/117/10°/18 KIT",293,"P15"]
[null,2123517,"IMPELLER D.150/311/38 KIT",1319,"P15"]
[null,2123528,"IMPELLER D.80/148/18 KIT",313,"P15"]
[null,2123662,"FAN HOUSING BG100 ATB VP.",179,"P15"]
[null,2123872,"TERMINAL BOX BG90-100 BM KIT",228,"P15"]
[null,2123898,"PUMP HOUSING D80/120 PN6 KIT",618,"P15"]
[null,2123946,"END SHIELD BG90/100 N.D.E.ATB VP.",183,"P15"]
[null,2123968,"END SHIELD BG80  D.E.ATB VP.",212,"P15"]
[null,2124005,"TERMINAL BOX CPL.BG100/112 ATB KIT",228,"P15"]
[null,2125079,"Lantern Stratos GIGA 40/1-45/3,8 KIT",1540,"P15"]
[null,2125227,"FAN WHEEL FS80 KIT",98,"P15"]
[null,2125245,"MODULE Stratos GIGA 65/1-21/2,3 KIT",6309,"P15"]
[null,2125335,"TERMINAL BOX BG80 TEE KIT",165,"P15"]
[null,2125360,"SPACER DISK BG132 TEE VP.",10,"P15"]
[null,2125440,"End shield BG90/100 N.D.E.ATB VP.",183,"P15"]
[null,2125488,"END SHIELD BG90 D.E.ATB VP.",389,"P15"]
[null,2125505,"LOCTITE 5331 PLASTIC/METAL 100ML VP.",78,"P15"]
[null,2127354,"WASHER D.12/18 MTC40 (8 PIECES)",13,"P15"]
[null,2127415,"LED WHITE 24V AC/DC BA9s VP.",23,"P15"]
[null,2127447,"M.SEAL.HELIX22-36-52 F/E VP.",634,"P15"]
[null,2127458,"AUXILIARY CONTACT HKF1-11 F.MS116/132 VP",30,"P15"]
[null,2127538,"IMPELLER 50/256/24 RG KIT",1413,"P15"]
[null,2127566,"SHAFT D.16X430 1.4301 VP.",230,"P15"]
[null,2129524,"IMPELLER 32/160B BM KIT",172,"P15"]
[null,2129538,"IMPELLER 40/125B D.134 BM KIT",140,"P15"]
[null,2129557,"IMPELLER 50/125B D.130 BM KIT",134,"P15"]
[null,2129596,"IMPELLER 80/200B D.207/195 BM KIT",398,"P15"]
[null,2129619,"IMPELLER 100/250 BM KIT",623,"P15"]
[null,2129624,"IMPELLER 125/250B D.235 BM KIT",654,"P15"]
[null,2129978,"CAPACITOR 8µF 470VDB VP.",36,"P15"]
[null,2130957,"IMPELLER D.65/133/123/24 RG KIT",1265,"P15"]
[null,2130999,"SCREW M20x45 DIN933 A2A (8 PIECES)",23,"P15"]
[null,2131037,"SHAFT D.16X580 1.4404 VP.",435,"P15"]
[null,2131051,"HOUSING PIPE D.152x810 1.4404 KIT",439,"P15"]
[null,2131098,"CABLE 10M MTC40F16.15/7/1-230-50 KIT",232,"P15"]
[null,2131133,"NH-FUSE INSERT 160 A SIZE 00 VP.",16,"P15"]
[null,2131904,"M.seal cpl.D.55(462)NLG Standard KIT",738,"P15"]
[null,2131926,"O-RING ID.315X5,3 GB3452 EPDM291-70 VP.",67,"P15"]
[null,2131949,"KEY A14X9X75 GB/T1096-2003 VP.",33,"P15"]
[null,2131960,"NUT  KM16 VP.",76,"P15"]
[null,2131991,"SUPPORT FOOT 80-165X270 Q235A KIT",180,"P15"]
[null,2132089,"WILO-CONTROL CC-BOOSTER 4x4,0 FC VP.",18840,"P15"]
[null,2132418,"SUPPORT FOOD GG MTC40 KIT",283,"P15"]
[null,2132473,"SCREW M8X263,5 6.8 (4 PIECES)",16,"P15"]
[null,2132522,"POWER SUPPLY 200-500VAC/24VDC 5A VP.",247,"P15"]
[null,2132547,"PUMP JACKET LG.263MM 1.4301 KIT",123,"P15"]
[null,2132575,"WILO-CONTROL FLA 1X22,0kW T4 SD WM VP.",12064,"P15"]
[null,2132641,"IMPELLER D.40/185/24 VITON KIT",306,"P15"]
[null,2132671,"MECHANICAL SEAL SIL/DIL/PBS-D18 KIT",173,"P15"]
[null,2135923,"IMPELLER 125/340-318-149,6/38 GG KIT",1165,"P15"]
[null,2135949,"MODULE BL-E32/160-4/2-IE2 ATB KIT",3713,"P15"]
[null,2135958,"MODULE BL-E40/170-7,5/2-IE2 SM.KIT",3976,"P15"]
[null,2135982,"MODULE BL-E65/265-7,5/4-IE2 SM.KIT",3976,"P15"]
[null,2136008,"PUMP HOUSING B50/270 PN16 OASE KIT",851,"P15"]
[null,2137211,"FAN HOOD BG112 BM KIT",160,"P15"]
[null,2137327,"WILO-CONTROL CC-BOOSTER 6x2,2 VP.",13838,"P15"]
[null,2137338,"WILO-CONTROL CC-BOOSTER 2x1,1 FC VP.",15706,"P15"]
[null,2137376,"BALL BEARING 6311/C3 VP.",234,"P15"]
[null,2138856,"Coupling/shaft D.55/65X248,3 KIT",1210,"P15"]
[null,2138962,"Mechanical seal GRP.5-S11/S16 VP.",3723,"P15"]
[null,2139225,"SCREW M6X55 DIN931 A2(3 PIECES)",10,"P15"]
[null,2139280,"MODULE IL-E/DL-E65/160-7,5/2 IE2 ATB KIT",3976,"P15"]
[null,2140415,"IMPELLER D.200/242/38 VITON KIT",1220,"P15"]
[null,2140497,"Pump housing I65/102/150x340 6/10 KIT",807,"P15"]
[null,2143576,"IMPELLER D.65/130/120/24 VITON KIT",245,"P15"]
[null,2143795,"TERMINAL BOARD F.EX KB5130EX ATB VP.",334,"P15"]
[null,2144067,"Impeller 50/184/174/24 RG KIT",1068,"P15"]
[null,2145367,"Impeller 80/198/188/32 RG KIT",1223,"P15"]
[null,2145496,"Impeller 50/157/24 RG KIT",1570,"P15"]
[null,2522850,"AKKU 9V  200mAh  Nickel Metall Hydrid",49,"P15"]
[null,6008107,"winding wire PE2 D.1,4/2,2 90°",7,"P15"]
[null,6008175,"winding wire PVC D.1,1/1,8 80°",4,"P15"]
[null,6009306,"supporting ring D.45/32x27 55.6794 1.440",410,"P15"]
[null,6009315,"spacer ring D.24,8/18x6 55.7736C 1.4401",232,"P15"]
[null,6009344,"mobile wear ring D.390/370x30 54.13967 1",2065,"P15"]
[null,6009394,"supporting plate D.110x18 1.4821",795,"P15"]
[null,6009445,"spacer ring D.152/80x28 53.14298 GG",1077,"P15"]
[null,6009486,"neck ring D.100x14 55.8892 Rg",206,"P15"]
[null,6009512,"neck ring D.195x44 55.3278 Rg",535,"P15"]
[null,6009550,"neck ring D.290x30 54.6658 1.4580",1553,"P15"]
[null,6009595,"shaft sleeve D.36/23 55.3066 1.4401",689,"P15"]
[null,6009609,"bush D.70/65x18 55.10082 1.4021",362,"P15"]
[null,6009643,"spacer sleeve D.24,8/15 55.2071 1.4021",194,"P15"]
[null,6009673,"spacer sleeve D.47,8/35 55.3161/1 1.4401",559,"P15"]
[null,6009698,"shaft sleeve O D.90,3/55 55.14935 1.4401",2292,"P15"]
[null,6009704,"end sleeve D.40/30 55.16817 1.4122",180,"P15"]
[null,6009736,"fixation ring O D.255,8/135x20 53.6536 G",762,"P15"]
[null,6009793,"fixation ring D.55/45x10 55.1457 1.4401",400,"P15"]
[null,6009842,"adjusting disc 140 8 15819 VN00 1.4021",857,"P15"]
[null,6010007,"rotor D.124,3x490 4/17 1.4021",1565,"P15"]
[null,6010076,"stator U92-2/81 St V",5946,"P15"]
[null,6010090,"stator U122,123-4/66 St V",10041,"P15"]
[null,6010117,"bearing cover D.170H7 52.15036 GG",293,"P15"]
[null,6010172,"stator NU90.-2/75 St+1.4571",10454,"P15"]
[null,6010195,"stator NU91.-2/90 St+A2",15095,"P15"]
[null,6010232,"stator NU90.-2/60 St+A4 G 400/690",15978,"P15"]
[null,6010234,"stator NU80-2/68 St+A2 V",6756,"P15"]
[null,6010268,"rotor D.218,5x1980 4/120 1.7131TH H1",38623,"P15"]
[null,6010298,"rotor D.64,2x689 2/40 1.4021",3191,"P15"]
[null,6010331,"rotor D.88,5x935 2+4/40 1.4462+g",6189,"P15"]
[null,6010407,"rotor D.107,8x1570 2+4/90 1.4057+g H K",8831,"P15"]
[null,6010462,"rotor D.124,3x672 4/27 1.4021 K",2860,"P15"]
[null,6010488,"rotor D.134,4x622 6/17 1.4021 H",2322,"P15"]
[null,6010570,"rotor D.69,4x324 2/9 1.4021 H",906,"P15"]
[null,6010586,"rotor D.61,4x265 2/6 1.4021",449,"P15"]
[null,6010619,"adapter 54.17829 GG",347,"P15"]
[null,6010661,"impeller-E D.150 53.17815 GG",495,"P15"]
[null,6010699,"propeller TR16 / 133.04.005 - PUR/A4",749,"P15"]
[null,6010758,"motor cover  D.60 51.17865 GG/C0",1451,"P15"]
[null,6010771,"key 4x3x464 54.15361 A4",45,"P15"]
[null,6010807,"key 4x3x764 54.15361 A4",61,"P15"]
[null,6010842,"key 6x4x375 54.14635 A4",103,"P15"]
[null,6010876,"impeller-W D.290 52.17825 GG",1645,"P15"]
[null,6010893,"impeller FA08.23W-110 GG SVA",585,"P15"]
[null,6010947,"cable guide (wall)-1 A4",179,"P15"]
[null,6011019,"bolt D.30x160 A4",183,"P15"]
[null,6011140,"support Gr.120 A4",183,"P15"]
[null,6011152,"skid M2/80 A4",1853,"P15"]
[null,6011202,"suspension TR21/PL11 lower part A4",793,"P15"]
[null,6011251,"skid K2/120 A4",1979,"P15"]
[null,6011295,"bush D.75/64,8 55.1470 GPbBz",349,"P15"]
[null,6011315,"bush D.45/35 11637 1.4401",106,"P15"]
[null,6011335,"end sleeve D.60/45 55.8602 1.4021",496,"P15"]
[null,6011352,"radial bearing D.45/33,7x36 GPbBz",187,"P15"]
[null,6011386,"cover cap 54.1064 GG",247,"P15"]
[null,6011440,"adapter DN65PN25-40/G3I GG",980,"P15"]
[null,6011477,"spacer sleeve D.25,8/20 55.10652 1.4122",245,"P15"]
[null,6011507,"spacer sleeve D.59,8/45 55.8600/5 1.4401",749,"P15"]
[null,6011538,"spacer sleeve D.44,8/32 55.9176 GPbBz",188,"P15"]
[null,6011561,"end sleeve D.25/18 55.9569/3 1.4401",1009,"P15"]
[null,6011574,"radial bearing D.52/41,8x40 GPbBz",264,"P15"]
[null,6011599,"spacer sleeve D.75/60 54.18250 1.4021",678,"P15"]
[null,6011636,"key A 20x12x90 DIN6885 A4",54,"P15"]
[null,6011657,"key 6x4x458 54.14288 A4",103,"P15"]
[null,6011685,"washer D.43/9x6 1.4021 54.16484",145,"P15"]
[null,6011708,"washer D.49/18x16 54.2984 1.4021",78,"P15"]
[null,6011720,"key 6x4x678 54.14309/2 A4",94,"P15"]
[null,6011750,"key 6x4x742 54.14330/1 A4",84,"P15"]
[null,6011779,"key 6x4x1001 54.14289 A4",135,"P15"]
[null,6011803,"key 6x4x187 54.14309/2 A4",40,"P15"]
[null,6011847,"guide bracket DN80 53.10021/2 1.4571",356,"P15"]
[null,6011922,"washer D.69,5/32,1x16 1.4401 55.1006",410,"P15"]
[null,6011939,"threaded pin M12x38 DIN551 A4",222,"P15"]
[null,6011959,"threaded pin M16x120 DIN551 A2",228,"P15"]
[null,6011986,"coupling 54.13997 1.4122",1147,"P15"]
[null,6012011,"coupling S 54.15098 9.0980",591,"P15"]
[null,6012048,"pump shaft D.23x259,7 53.1996 1.4021",768,"P15"]
[null,6012074,"pump shaft D.23x213 53.1602 1.4122",564,"P15"]
[null,6012085,"pump shaft D.65x751 53.1009 1.4021",1660,"P15"]
[null,6012107,"pump shaft D.23x513 53.1602 1.4122",785,"P15"]
[null,6012156,"cable protection sheet 4x1x70x470 A2",412,"P15"]
[null,6012181,"cable protection sheet 30x10x727 1.4571",49,"P15"]
[null,6012266,"pump shaft D.20x588 53.15367 1.4021",1681,"P15"]
[null,6012267,"pump shaft D.20x245 53.15368 1.4122",641,"P15"]
[null,6000622,"nozzler D.35 54.17636 Stvz",424,"P15"]
[null,6000694,"cable trumpet 42T 20m H07 10G1,5 KIT",1105,"P15"]
[null,6000735,"coupling flange St",2052,"P15"]
[null,6001047,"impeller fixation 55.13509 1.4021 KIT",32,"P15"]
[null,6001122,"sealing flange 52.12295 GG KIT",1189,"P15"]
[null,6001310,"suspension T344- 51.15058VN01 St37-2",1656,"P15"]
[null,6001369,"cable trumpet 60T 10m NSS 10x1,5 KIT",1014,"P15"]
[null,6001375,"pump shroud SG3 51.2841 Al KIT",730,"P15"]
[null,6001426,"cable trumpet 42T 20m NSS 4x2,5 KIT",1111,"P15"]
[null,6001483,"cable trumpet 60T 10m NSS 4x6 KIT",1200,"P15"]
[null,6001600,"discharge piece 52.12262 Gbz KIT",2423,"P15"]
[null,6001623,"casing-capacitor leer 53.10672 SET",49,"P15"]
[null,6001770,"pump housing Q100 1000516383 GG/C3C1",3477,"P15"]
[null,6001804,"coupling flange 51.15172/2 GGG/C0",2353,"P15"]
[null,6001864,"impeller-D D.550 52.15602 1.4581",21482,"P15"]
[null,6001876,"suction piece 51.6696/4 GG 2Aussp.",13568,"P15"]
[null,6001903,"guide casing 52.10568 Gbz B",2311,"P15"]
[null,6001952,"cross beam RZP 60-3  / Flygt-AV A4",2618,"P15"]
[null,6002012,"circlips 35x1,5 DIN471 FST",3,"P15"]
[null,6002051,"circlips 100x3 DIN472 FSt",7,"P15"]
[null,6002064,"domet nut M8 DIN1587 A4",10,"P15"]
[null,6002102,"domet nut M10 DIN1587 Ms",7,"P15"]
[null,6002122,"washer D.18/25x1,5 DIN 988 St",4,"P15"]
[null,6002148,"washer D.75/95x3,5 DIN988 St",20,"P15"]
[null,6002195,"circlips 175x4 54.13554 FSt geh.",120,"P15"]
[null,6002226,"screw M10X35 DIN427 A2",7,"P15"]
[null,6002234,"threaded pin M5x8 DIN553 A4",4,"P15"]
[null,6002256,"threaded pin M8x30 DIN913 A2",4,"P15"]
[null,6002285,"screw M16x70 DIN939 A4-70",30,"P15"]
[null,6002322,"screw M20x75 DIN939 A2",25,"P15"]
[null,6002375,"nut M16 DIN985 A2",7,"P15"]
[null,6002405,"screw M5x20 DIN963 A4",4,"P15"]
[null,6002428,"screw plug G1/2 DIN908 A2",14,"P15"]
[null,6002445,"screw B2.9X9.5 DIN7983 vz",4,"P15"]
[null,6002468,"o-ring ID.50,0x2,0 NBR 70SR",10,"P15"]
[null,6002524,"insulating sleeve M16x25 - 516 PA6",7,"P15"]
[null,6002659,"shaft hub connection100-35x60x17",186,"P15"]
[null,6002704,"Sicherungsklemme 281-611",30,"P15"]
[null,6002738,"cylindrical pin 6m6x7 DIN7 A4",4,"P15"]
[null,6002742,"slotted pin 4x8 DIN1473 1.4301",4,"P15"]
[null,6002778,"slotted pin 8x12 DIN1472 A2",10,"P15"]
[null,6002822,"Dubo-washer M18 NR.313 PA6",8,"P15"]
[null,6002849,"screw M5x50 DIN912 A2",7,"P15"]
[null,6002876,"screw M12x120 DIN931 A2-70",10,"P15"]
[null,6002966,"capacitor for motor 80µF 250V",139,"P15"]
[null,6002991,"hose clip 2-Ohr 11-13",7,"P15"]
[null,6003048,"seal ring-profile - -",10,"P15"]
[null,6003083,"plug 2 T9 Nr.290 TG vz DIN2950",42,"P15"]
[null,6003131,"cable gland PG11 - PA -",7,"P15"]
[null,6003167,"seal ring D.30/A44,4x14 EPDM 70Sh",7,"P15"]
[null,6003193,"terminal GS3B",40,"P15"]
[null,6003220,"cable gland PG7 - Ms -",7,"P15"]
[null,6003234,"counter nut PG11 Ms",4,"P15"]
[null,6003307,"cable gland Pg16/21 PVC",13,"P15"]
[null,6003340,"contactor 4 kW 24 V, 50HZ",210,"P15"]
[null,6003350,"motor protection relay 11-18 Amp.",222,"P15"]
[null,6003397,"screw M12x25 DIN6912 A2",7,"P15"]
[null,6003446,"screw M10x16 DIN912 A2",7,"P15"]
[null,6003476,"screw M12x30 DIN939 A2-70",7,"P15"]
[null,6003523,"Screw M16x130 ISO4762 A2",36,"P15"]
[null,6003531,"M20-2.5 x 60mm DIN 912 A2 SS SOCKT SCREW",16,"P15"]
[null,6003558,"screw M10x25 DIN939 A2-70",7,"P15"]
[null,6003604,"screw M6x35 DIN931 A2-70",4,"P15"]
[null,6003614,"screw M12x45 DIN931 A4-70",7,"P15"]
[null,6003710,"screw M20x85 DIN931 A4-70",23,"P15"]
[null,6003732,"screw M5x12 DIN912 A4-70",7,"P15"]
[null,6003755,"screw M16x75 DIN931 A2-70",10,"P15"]
[null,6003785,"screw M20x70 DIN931 A4-70",16,"P15"]
[null,6003825,"cable peotection NBR 70x20 mm",7,"P15"]
[null,6003874,"mechanical shaft seal MG1/25-G4-A1-Q1Q1P",444,"P15"]
[null,6003908,"m.seal M32S33/48-00-R (BQ1EGG)",1898,"P15"]
[null,6003975,"pipe clamp D.114,3 53.15403 Stvz",298,"P15"]
[null,6004004,"pressure plate 3XD.24 A2",40,"P15"]
[null,6004016,"supporting sheet w/o bore 1.4401",36,"P15"]
[null,6004064,"cable sealing blind EPDM 60Sh",36,"P15"]
[null,6004105,"radial bearing D.55/40x28 CW508L+NBR",157,"P15"]
[null,6004141,"flat gasket D.6,2/9,9x0,8 Cu",4,"P15"]
[null,6004186,"mechanical shaft seal M377/35LBuka1/Buka",1457,"P15"]
[null,6004215,"cable sealing D.39 EPDM 50 Sh",33,"P15"]
[null,6004229,"seal ring-profile Gi",33,"P15"]
[null,6004340,"foam rubber band 09 0001",4,"P15"]
[null,6004486,"tightening screw M12x195 A2",150,"P15"]
[null,6004509,"tightening screw M12x153 A2",94,"P15"]
[null,6004547,"casing",13,"P15"]
[null,6004554,"blank casing ZSD 500V50Hz,7h 16A 3+N+PE",707,"P15"]
[null,6004666,"screw plug G1/8A 55.1235 A4",40,"P15"]
[null,6004698,"key 12x8x66 DIN6885 A4",23,"P15"]
[null,6004726,"pump foot 52.10766 St",317,"P15"]
[null,6004746,"diffuser 15559 NorylGFN3V+1.4301",25,"P15"]
[null,6004834,"impeller-H D.92 NorylGFN3V+Polyu.",38,"P15"]
[null,6004896,"strainer 228x876x1 15015 1.4301",353,"P15"]
[null,6004909,"impeller-R D.99 NorylGFN3V+1.4301",81,"P15"]
[null,6004951,"planetary gear FR HG-002040",13650,"P15"]
[null,6005019,"rope hoist Pfaff Alu 125kg",1572,"P15"]
[null,6005076,"planetary stage V i=4,714 F4339105",1893,"P15"]
[null,6005093,"ring TR BM2 F4331010",116,"P15"]
[null,6005137,"screen lamella RS4 Ultradur",7,"P15"]
[null,6005187,"ring D.310/170x25 St",412,"P15"]
[null,6005302,"radial bearing D.110/90x105 carbon",724,"P15"]
[null,6005323,"washer D.55/38,5x1,5 1.4462",20,"P15"]
[null,6005348,"washer D.40/13x5 A2",10,"P15"]
[null,6005842,"gasket paper 0,25mm    Abil",108,"P15"]
[null,6006745,"screw M16x100 gesamt A2 ähnl. DIN939",116,"P15"]
[null,6006748,"screw M12x77 55.9508 A4",98,"P15"]
[null,6006806,"tightening screw M8x402 15598+/2 A2-80",54,"P15"]
[null,6006832,"tightening screw M10x827 1.4541",214,"P15"]
[null,6006984,"key steel 8x7 DIN6880 A2",51,"P15"]
[null,6007443,"flat gasket D.195/215x0,2 paper",16,"P15"]
[null,6007478,"shaft seal ring A45/62x16 DIN3760 NB+A2",64,"P15"]
[null,6007505,"seal ring A17/25x2 - Cu",8,"P15"]
[null,6007657,"o-ring ID.102,0x3,0 NBR70",4,"P15"]
[null,6007670,"o-ring ID.37,7x3,5 Viton",7,"P15"]
[null,6007710,"o-ring ID.16,0x3,0 Viton",7,"P15"]
[null,6007741,"O ring ID.44,0x3,0 Viton 75",7,"P15"]
[null,6007766,"o-ring ID.130,0x6,0 Viton 75",36,"P15"]
[null,6007805,"o-ring ID.60,0x10,0 NBR70",13,"P15"]
[null,6007837,"o-ring ID.205,0x5,0 NBR",13,"P15"]
[null,6007849,"o-ring ID.210,0x5,0 NBR70",7,"P15"]
[null,6007979,"cable shoe KA10 angle",7,"P15"]
[null,6008007,"connecting sleeve EHQ520-150 Lötfrei",33,"P15"]
[null,6008026,"connecting sleeve EHQ480-50 Lötfrei",10,"P15"]
[null,6008777,"Franklin-Füllflüssigkeit",67,"P15"]
[null,6008889,"flat gasket D.77/127x3 EN1514-1 EPDM",4,"P15"]
[null,6008938,"flat gasket D.356/444x3 EN1514-1 EPDM",40,"P15"]
[null,6008974,"ball bearing 6306",13,"P15"]
[null,6009223,"neck ring D.128x10 54.12855 1.4580",596,"P15"]
[null,6009281,"neck ring D.215x27 54.11012 1.4308",603,"P15"]
[null,6012291,"pump shaft D.20x727 53.15368 1.4021",1454,"P15"]
[null,6012304,"pump shaft D.20x395 53.15368 1.4122",785,"P15"]
[null,6012348,"pump shaft D.20x827 53.15368 1.4021",2745,"P15"]
[null,6012361,"pump shaft D.20x324 53.15846 1.4122",707,"P15"]
[null,6012382,"pump shaft D.23x105 53.15879 1.4122",663,"P15"]
[null,6012404,"pump shaft D.20x196 53.15369 1.4122",606,"P15"]
[null,6012427,"pump shaft D.20x508 53.15422 1.4122",832,"P15"]
[null,6012462,"pump shaft D.23x164,7 53.12646 1.4021",740,"P15"]
[null,6012468,"pump shaft D.23x768 53.12636 1.4122",1755,"P15"]
[null,6012496,"pump shaft D.48x647 53.6768/2 1.4122",1774,"P15"]
[null,6012518,"pump shaft D.32x440 53.7731 1.4021",1286,"P15"]
[null,6012554,"pump shaft D.25x564 53.15176 1.4122",2052,"P15"]
[null,6012580,"pump shaft D.23x169,7 53.12646 1.4122",747,"P15"]
[null,6012596,"pump shaft D.25x899 53.13770/3 9.4122",1985,"P15"]
[null,6012615,"suction port 53.12014 GG",3102,"P15"]
[null,6012672,"pump housing Q80 52.17937 GG Spr.4308",816,"P15"]
[null,6012694,"suction port 52.13502 VN00 GG",324,"P15"]
[null,6012721,"shaft for mixer head L265 53.17683 St/2x",681,"P15"]
[null,6012749,"suction port 52.13714/1 VN00 GG",496,"P15"]
[null,6012789,"pump housing Q150 52.11408 GG",4432,"P15"]
[null,6012815,"pump housing Q100 51.12610 GG/C0",1161,"P15"]
[null,6012830,"pump housing A 51.1702 GG/C1C1",1130,"P15"]
[null,6012862,"pump housing Q250 50.10096 GG",6106,"P15"]
[null,6012906,"pump housing Q100 52.17260 GG",13805,"P15"]
[null,6012937,"pump housing Q100 52.15631 GGG-10.78",3334,"P15"]
[null,6012968,"suction piece 51.6732/3 Gbz 2Aussp.",24548,"P15"]
[null,6012989,"suction piece 51.10752/2 Gbz",18402,"P15"]
[null,6013007,"intermediate flange 53.17284 GG/C0",1959,"P15"]
[null,6013054,"suction piece 51.15365/1 GG",1084,"P15"]
[null,6013081,"suction piece 51.17988 Gbz",5623,"P15"]
[null,6013089,"suction piece 51.13851 Gbz",3232,"P15"]
[null,6013117,"suction piece 51.15190/1 Gbz A",2959,"P15"]
[null,6013185,"shaft for mixer head L150 53.17753 St/2x",636,"P15"]
[null,6013191,"strainer 26x123,35x2 54.13353 1.4301",160,"P15"]
[null,6013262,"foot elbow of coupling 51.10018/1 GG",1319,"P15"]
[null,6013282,"coupling foot 51.17581 1.4581",6136,"P15"]
[null,6013305,"impeller FA08.52W/10.22W-170 GG SVA",963,"P15"]
[null,6013392,"impeller-D 52.14720 238 GG SVA",3645,"P15"]
[null,6013407,"impeller-W D.180 S.3725 GG",1403,"P15"]
[null,6013472,"impeller-W D.170 52.18162 1.4581",3262,"P15"]
[null,6013523,"impeller-Z D.300 52.15642 GGG",3786,"P15"]
[null,6013534,"impeller FA25.82Z/30.82Z-405 GGG SVA",6755,"P15"]
[null,6013585,"impeller-W D.90 52.16715 GG",760,"P15"]
[null,6013644,"impeller-W D.102 53.14691/1 GG",1525,"P15"]
[null,6013673,"sealing flange D.205g6 52.11600 GG",1327,"P15"]
[null,6013715,"sealing casing D.205g6 51.13399 GG/C0",689,"P15"]
[null,6013740,"casing R1 1/4 50.14377/1 GG",1030,"P15"]
[null,6013769,"cooling flange D.485g6 52.13186/1 GG/C0",2749,"P15"]
[null,6013800,"sealing flange D.485g6 52.15538/1 GG",1352,"P15"]
[null,6013820,"sealing flange D.582 51.15609/1 GG",7115,"P15"]
[null,6013860,"motor casing 51.15081/1 GG",7681,"P15"]
[null,6013918,"bearing housing 52.14546 GG",313,"P15"]
[null,6013943,"bearing housing 52.15463 GG",254,"P15"]
[null,6013994,"motor casing 52.18000 GG",919,"P15"]
[null,6013999,"impeller-W D.148 54.2546/1 GG",272,"P15"]
[null,6014045,"impeller-W D.122 54.17468 Abrasit",888,"P15"]
[null,6014068,"impeller-R D.158 54.1680/1 Rg",1012,"P15"]
[null,6014098,"impeller-H D.209 53.1466 9.0975",2331,"P15"]
[null,6014121,"impeller-H D.184 54.8572/3 9.0975",1606,"P15"]
[null,6014185,"pump shaft D.55x1375 53.16745 1.4021",3048,"P15"]
[null,6014222,"pump shaft D.55x642 53.16336 1.4021",1538,"P15"]
[null,6014240,"pump shaft D.30x521 53.16738 1.4021",740,"P15"]
[null,6014272,"pump shaft D.45x733 53.18655 1.4021",1937,"P15"]
[null,6014314,"pump shaft D.30x186 53.16855 1.4021",561,"P15"]
[null,6014362,"impeller-E D.100 54.14392/1 1.4581",1849,"P15"]
[null,6014373,"impeller-E D.340 53.15230 GGG",6091,"P15"]
[null,6014418,"impeller-E D.125 54.13962 1.4581",1665,"P15"]
[null,6014464,"impeller-E D.200 53.18071 GGG",1216,"P15"]
[null,6014546,"impeller-E D.360 52.11097/1 GG",5634,"P15"]
[null,6014575,"impeller-H D.158 54.9810/1 9.0975",1294,"P15"]
[null,6014604,"impeller-E D.180 53.12432/1 GGG",2887,"P15"]
[null,6014660,"impeller-E D.338 52.11217/1 GG",5634,"P15"]
[null,6016040,"Rep.Kit 2 T208, T20M Vit",1816,"P15"]
[null,6016042,"Rep.Kit 3 T208, T20M",1667,"P15"]
[null,6016097,"Rep.Kit 2 T13K 1.4462/VIT",2044,"P15"]
[null,6016129,"Screws KS32  KIT",57,"P15"]
[null,6016158,"Rep.Kit 2  T208, T20M 1.4462/VIT",2918,"P15"]
[null,6016195,"!!!   ERSETZT DURCH 6016199   !!!",41,"P15"]
[null,6016212,"Rep.Kit 1  T344, T34P",96,"P15"]
[null,6016235,"Rep.Kit 1 FK34.1 Vit",934,"P15"]
[null,6016290,"Rep.Kit 3 FKT72.",21747,"P15"]
[null,6016306,"Rep.Kit 2 KS5,6 T121 Vit",246,"P15"]
[null,6016353,"Rep.Kit 2 FK42.1 AN13941+14177",10544,"P15"]
[null,6016377,"protection collar 55.10805 1.4021",254,"P15"]
[null,6016402,"gasket 54.10848 Abil",188,"P15"]
[null,6016451,"counter supporting disc 53.10126/1 St+A",3652,"P15"]
[null,6016481,"mobile wear ring O 54.12558 9.0975",661,"P15"]
[null,6016498,"fixation clip 38x16x10 55.11081 St",169,"P15"]
[null,6016534,"pipe clamp D.711 53.18705 Stvz",400,"P15"]
[null,6016554,"fixation 54.16048 St37-2",125,"P15"]
[null,6016582,"cable protection 54.5212 Neoprene",125,"P15"]
[null,6016628,"diaphragm cap 54.6518/1 Gbz",386,"P15"]
[null,6016639,"bottom part 52.10723/1 GG",4143,"P15"]
[null,6016696,"bearing housing U 53.7759 Gbz D",1554,"P15"]
[null,6016703,"bearing housing U 53.7759/4 GG C",631,"P15"]
[null,6016738,"bearing housing U 52.17375 GG C",1038,"P15"]
[null,6016785,"mobile wear ring D.62,6/26x13 55.7356/1",314,"P15"]
[null,6016947,"bracket 53.18136 A4",416,"P15"]
[null,6016971,"shrinkable connectors 7x1,5 KIT",86,"P15"]
[null,6017162,"electrode line on the inside 54.15116",77,"P15"]
[null,6017230,"intermediate piece M32x1,5 17764 1.4401",135,"P15"]
[null,6017264,"sealing strip 25x4x299 54.17720 Moosg.",103,"P15"]
[null,6017295,"extension M12x90 55.15554 A4",283,"P15"]
[null,6017326,"nut M12x1 55.16229 1.4571",465,"P15"]
[null,6017372,"guide casing 6052051 GG",9576,"P15"]
[null,6017395,"guide casing 51.9723 GG",11890,"P15"]
[null,6017411,"stage casing 53.9881 Gbz",1898,"P15"]
[null,6017435,"stage casing 53.6223 GG",1498,"P15"]
[null,2034650,"IMPELLER 80/175/18 BZ FINISHED",1339,"P15"]
[null,2041384,"IMPELLER D.95/121/17 KU.",87,"P15"]
[null,2066181,"IMPELLER 250/420/66 GG BALANCED",1552,"P15"]
[null,2120271,"IMPELLER D.50/195/18X7,2 GG20 bal.",294,"P15"]
[null,2120308,"IMPELLER D.40/177/18X5,2 GG20 bal.",304,"P15"]
[null,2188094,"Impeller 80/400-392-180/38 RG KIT",3090,"P15"]
[null,2192858,"Impeller 150/270-274-151,5/38 BZ KIT",2769,"P15"]
[null,2194949,"Impeller 32/130-90-45,1/17 GG KIT",237,"P15"]
[null,2196896,"Impeller 32/130-112/17 PPO Viton KIT",130,"P15"]
[null,2201255,"Impeller D.45/99/17 Viton KIT",128,"P15"]
[null,2204488,"Bearing cover inner BG280 D.E.ATB VP.",310,"P15"]
[null,2204696,"Impeller 100/200-236-145/30 L4 KIT",1614,"P15"]
[null,2208664,"Impeller 32/125-139-0/22 GG20 KIT",272,"P15"]
[null,2210504,"Impeller 32/200,1-180-84/22 GG20 KIT",213,"P15"]
[null,2210526,"Impeller 50/315-328-110/30 KIT",518,"P15"]
[null,2210544,"Impeller 80/315G2-270-153/30 GG20 KIT",2041,"P15"]
[null,2210561,"Impeller 100/400-366-180/38 GG20 KIT",1327,"P15"]
[null,2210665,"Impeller 150/200-220-170/30 GG20 KIT",1527,"P15"]
[null,2211936,"Ball bearing 6305A10T1XV-01 D EA7L VP.",43,"P15"]
[null,2213394,"Impeller D.80/160-172-120/19 GG20 KIT",776,"P15"]
[null,2218617,"Impeller 40/200-190_84/22 KIT",320,"P15"]
[null,2218763,"Impeller 50/250-256-105/22 KIT",446,"P15"]
[null,2218766,"Impeller 40/250-252-105/22 KIT",1230,"P15"]
[null,2218811,"Impeller 80/250-254-135/30 KIT",640,"P15"]
[null,2218916,"Impeller 100/200-203-145/30 KIT",1737,"P15"]
[null,2224966,"Impeller 100/200-185-145/30 GG20 KIT",593,"P15"]
[null,2224988,"Impeller 80/250-279-135/30 GG20 KIT",425,"P15"]
[null,2225006,"Impeller 150/315-291-175/38 GG20 KIT",2004,"P15"]
[null,2225039,"Impeller 50/160-145-120/22 GG20 KIT",389,"P15"]
[null,2225051,"Impeller 65/160-154-0/22 GG20 KIT",273,"P15"]
[null,2225075,"Impeller 40/250-230-105/22 GG20 KIT",741,"P15"]
[null,2226080,"Impeller 40/125-142-0/22 GG20 KIT",258,"P15"]
[null,2226215,"Impeller 150/340-324-149,6/45 L1 KIT",2179,"P15"]
[null,4092137,"IMPELLER NUT REF.612514",38,"P15"]
[null,4111104,"BEARING SLEEVE NESE - NESD",1075,"P15"]
[null,4196826,"IMPELLER NOLH 80-160 (316)",1502,"P15"]
[null,4237883,"Ball bearing rep 3041",753,"P15"]
[null,4241156,"Bronze Impeller SKD80-90 200,5/187",2522,"P15"]
[null,4247690,"Impeller (BZ) 80/250BC WNF-S80-250/243",6576,"P15"]
[null,6017978,"bearing housing T 52.13601 GG G",1038,"P15"]
[null,6017996,"bearing housing T 52.12480 Gbz B",2660,"P15"]
[null,6018093,"bearing housing T 52.2084 Gbz C",1162,"P15"]
[null,6020306,"impeller-H D.92 NorylGFN3V+Polyu. KIT",81,"P15"]
[null,6020435,"bearing housing T 52.2084 Gbz A",961,"P15"]
[null,6020459,"bearing housing U 53.12969 GG Z",301,"P15"]
[null,6021761,"impeller-M D.124 53.2838 GGG/C2C1",1023,"P15"]
[null,6022444,"impeller-W D.310 52.17783 GG",3522,"P15"]
[null,6022462,"impeller-W D.330 52.17797 GG",3522,"P15"]
[null,6022662,"impeller-W D.109 54.1047 GG/C1",921,"P15"]
[null,6023595,"impeller-W D.225 52.18164 Abrasit",3790,"P15"]
[null,6024156,"impeller-D D.365 52.15602 1.4581",24855,"P15"]
[null,6024177,"impeller FA20.54E-336 1.4581 SVA",13369,"P15"]
[null,6024283,"impeller-H D.126/113 K87_2D Gbz",1261,"P15"]
[null,6024680,"impeller-W D.190 52.18932 1.4581",3262,"P15"]
[null,6024747,"impeller-W D.150 52.18932 1.4581",3262,"P15"]
[null,6024987,"impeller  FA10.84D/15.84D-263 1.4581 SVA",10716,"P15"]
[null,6025178,"impeller-W D.306 52.14538 1.4581",6612,"P15"]
[null,6025434,"roller bearing NU218",1094,"P15"]
[null,6025660,"impeller-Z D.370 53.17477 GGG",5045,"P15"]
[null,6026035,"impeller-D 52.16720 238 GG SVA",3645,"P15"]
[null,6026187,"impeller-D D.425 52.19243 GGG",11375,"P15"]
[null,6026218,"impeller-Z D.440 52.18452 Abrasit",13905,"P15"]
[null,6026327,"impeller-D D.380 52.19245 GGG",11375,"P15"]
[null,6026416,"impeller-D D.460 53.17204 GGG",6699,"P15"]
[null,6026545,"impeller FA20.54E-288 1.4581 SVA",13369,"P15"]
[null,6026617,"impeller-D D.460 53.15977 1.4581",29199,"P15"]
[null,6026974,"impeller-Z D.278 52.17698 GG",3082,"P15"]
[null,6027037,"impeller-E D.294 52.14529 1.4581",8616,"P15"]
[null,6027562,"impeller-D D.740 52.17150 GGG Lr.4308",15918,"P15"]
[null,6028495,"bearing housing U 50.16208/1 GG",5591,"P15"]
[null,6029117,"bearing cover D.230H8 52.17422 GG",1987,"P15"]
[null,6086196,"Impeller SCPG200/550HA bronze CTL",13596,"P15"]
[null,6089528,"impeller FA15.52E-215 1.4517 SVA",10370,"P15"]
[null,6089543,"impeller FA10.82E-215 1.4517 SVA",10370,"P15"]
[null,6095835,"impeller K12.590 1.4517",2478,"P15"]
[null,6096323,"impeller-H D.184 54.8572/3korr178 9.0975",2368,"P15"]
[null,6220781,"Impeller V15-846 D.322 A KIT",1980,"P15"]
[null,6221024,"impeller SCH250/470 L1  VP.",6595,"P15"]
[null,6221088,"impeller SCH250/360 L1  VP.",4355,"P15"]
[null,6221140,"impeller SCH200/320 L1  VP.",3671,"P15"]
[null,6221241,"bearing housing SCH GR4.1 KIT",1336,"P15"]
[null,6221265,"impeller M25-614 D.270 A KIT",8495,"P15"]
[null,6221508,"Impeller SCH150/430 L2 VP.",2872,"P15"]
[null,6221516,"Impeller C10-347 D.270 A KIT",1562,"P15"]
[null,6221605,"Impeller SCH350/750 L5 VP.",18261,"P15"]
[null,6221795,"impeller V10.768 D.363 A KIT",1886,"P15"]
[null,8251123,"SRDG BALL BEARING 6319 2RS",279,"P15"]
[null,500568398,"IMPELLER D.150/335/45X17,2 GG20",1475,"P15"]
[null,500765692,"IMPELLER D.50/224/18X10 GG",146,"P15"]
[null,501638699,"IMPELLER D.80/200/18X14 GG20",148,"P15"]
[null,7100265534,"IMPELLER 2 1961 1503 001 R1 CF8M",9292,"P15"]
[null,6025266,"tightening screw M10x983 1.4541",219,"P15"]
[null,6025381,"impeller-S D.158 52.12078 1.4581",7248,"P15"]
[null,6025644,"impeller FA10.78Z",5251,"P15"]
[null,6025818,"pump shaft D.30x301 53.16798 1.4462",1239,"P15"]
[null,6025838,"pump shaft D.30x538 53.16806 1.4122",874,"P15"]
[null,6025895,"propeller TR30 50-8P 040.01.002 A4",2557,"P15"]
[null,6025977,"pump shaft D.20x295 53.15368 1.4462",1748,"P15"]
[null,6026006,"tightening screw M10x931 1.4571",379,"P15"]
[null,6026053,"screw M16x90 DIN912 10.9 Geomet",20,"P15"]
[null,6026258,"pump shaft D.20x603 53.15369 1.4122",1593,"P15"]
[null,6026285,"stator NU91.-2,4/75 1.4571+1.4571",14011,"P15"]
[null,6026381,"guide bracket SB/2R 53.18699 1.4571",240,"P15"]
[null,6026499,"discharge piece 53.9814/2 Gbz Q",3360,"P15"]
[null,6026661,"shaft for mixer head L350 53.17683 4462",689,"P15"]
[null,6026698,"cable trumpet M24 15M ÖLF 7x1,5 KIT",1448,"P15"]
[null,6027067,"pump shaft D.20x436 53.15518 1.4122",851,"P15"]
[null,6027189,"Spirale B300 St52-3",21246,"P15"]
[null,6027213,"left lower lateral guide FR",989,"P15"]
[null,6027321,"rotor D.124,3x622 4/22 1.4462 K",2916,"P15"]
[null,6027367,"rotor D.323,5x1166 10/30 1.4021",12844,"P15"]
[null,6027389,"rotor D.238,7x1239 6/60 1.4021",12552,"P15"]
[null,6027408,"rotor D.238,7x1374 8/42 1.4021",16902,"P15"]
[null,6027442,"impeller-V D.690 52.17407/2 GGGLr.4470",28258,"P15"]
[null,6027632,"pump shaft D.55x1349 53.15235 1.4021",5095,"P15"]
[null,6027672,"pump shaft D.23x529,7 53.1996 1.4122",2665,"P15"]
[null,6027694,"pump shaft D.20x221 53.15357 1.4122",2621,"P15"]
[null,6027913,"pump shaft D.20x881 53.15357 1.4122",3652,"P15"]
[null,6027921,"pump shaft D.20x1031 53.15357 1.4122",4369,"P15"]
[null,6028029,"stator FK202-6/27 400/690 50Hz gedr.",3881,"P15"]
[null,6028104,"spacer sleeve D.69/55 55.12216 1.4401",1441,"P15"]
[null,6028169,"NRV housing G6PN25-40 K12 9.0975",7783,"P15"]
[null,6028215,"key 4x3x729 54.15361/1 A4",57,"P15"]
[null,6028278,"non-return valve G6PN10-16 K12 9.0975",7635,"P15"]
[null,6028324,"strap L=589 53.2000 1.4571",240,"P15"]
[null,6028452,"cable support 51.16630 1xM55x1.5 St",4356,"P15"]
[null,6028463,"cable support 51.16636 2xM36x1.5 St",3652,"P15"]
[null,6028490,"cable support 51.16615 St",2344,"P15"]
[null,6028700,"suction hose 54.18669 Stvz KIT",1966,"P15"]
[null,6028764,"Spirale B300 St52-3",26633,"P15"]
[null,6028853,"rotor D.323,5x1433 10/60 1.4021",21408,"P15"]
[null,6028864,"rotor D.303,5x1613 8/50 1.4021",22608,"P15"]
[null,6028972,"top guide casing 52.15251 Gbz B",7681,"P15"]
[null,6029022,"spacer sleeve D.64,9/52 55.1459/1 1.4401",1333,"P15"]
[null,6029136,"rotor D.470x1873 6/45 1.7225",97043,"P15"]
[null,6029178,"ring D.268/155x20  St 37-2",393,"P15"]
[null,6029413,"top guide casing 51.10233/1 Gbz 350/16",41959,"P15"]
[null,6029533,"pipe clamp D.219 53.18591 A4",970,"P15"]
[null,6029688,"holder 54.19276 St",491,"P15"]
[null,6029731,"shaft sleeve D.80/55 55.4997/2 1.4021",1660,"P15"]
[null,6029738,"cap 54.9728/1 Gbz",970,"P15"]
[null,6029790,"sealing cone 53.5005/1 Gbz",6926,"P15"]
[null,6029840,"rotor D.178x1646 2/80 1.7131TH H",29996,"P15"]
[null,6029979,"tightening screw M8x402 15598+/2 A4-80",169,"P15"]
[null,6029991,"tightening screw M8x791 15598+/2 A4-80",178,"P15"]
[null,2221318,"IL-E150/230-15/4",17896,"P15"]
[null,2221746,"Stratos GIGA 100/2-27/11",24723,"P15"]
[null,2225479,"Atmos GIGA-D 100/140-18,5/2-S1",16410,"P15"]
[null,2225531,"Atmos GIGA-D 125/200-7,5/4-S1",15159,"P15"]
[null,2225578,"Atmos GIGA-D 150/240-18,5/4",23527,"P15"]
[null,2225630,"Atmos GIGA-D 200/315-45/4",36358,"P15"]
[null,2226334,"Stratos GIGA 150/2-18/15",26424,"P15"]
[null,4250829,"HELIX2.0-VE1603-4.0-2/25/V/KS/3",6352,"P15"]
[null,6017474,"top guide casing 51.12577 9.0975 B",15129,"P15"]
[null,6017513,"top diffuser 55.1724/1 Gbz",707,"P15"]
[null,6017535,"top guide casing 51.1017/1 Gbz",11131,"P15"]
[null,6017557,"guide casing 52.15216 GG",2274,"P15"]
[null,6017574,"top guide casing 52.9498/4 Gbz G",7141,"P15"]
[null,6017595,"top guide casing 52.6851 Gbz",5303,"P15"]
[null,6017631,"discharge piece 51.1464 Gbz A",5103,"P15"]
[null,6017701,"suction cone 51.14731/1 GG Spr.4308",3851,"P15"]
[null,6017732,"discharge piece 52.14892/2 GG",919,"P15"]
[null,6017758,"discharge piece 52.16914 GG 200/10",910,"P15"]
[null,6017795,"discharge piece 52.7684 Gbz 150/16",3704,"P15"]
[null,6017805,"discharge piece O 52.3139 GGG 100/40",1486,"P15"]
[null,6017840,"discharge piece 53.9542/2 Gbz G",2939,"P15"]
[null,6017874,"propeller KPR340-12° S GG/1.4581",17126,"P15"]
[null,6017898,"motor hood 51.14687 GG",509,"P15"]
[null,6017967,"sand trap O 55.8594 Gbz",457,"P15"]
[null,6018050,"packing sleeve O 54.11782 1.4021",188,"P15"]
[null,6018097,"intermediate piece 50.14845 GGG",2643,"P15"]
[null,6018131,"coupling O 54.15082 9.0980",285,"P15"]
[null,6018165,"filling piece 53.7499 GG",851,"P15"]
[null,6018199,"intermediate flange 53.14988 Gbz",5417,"P15"]
[null,6018229,"NRV housing G4AGPN40 K8 GGG",1349,"P15"]
[null,6018237,"NRV housing DN65PN10-16 K8 GG",1278,"P15"]
[null,6018261,"valve seat 54.11682 Gbz",1153,"P15"]
[null,6018315,"NRV housing DN150PN25-40 K12 GGG",4423,"P15"]
[null,6018931,"tightening screw M8x124 15598+/2 A2-80",106,"P15"]
[null,6019002,"key 6x4x281 54.14289 A4",78,"P15"]
[null,6019024,"sealing flange D.195H7 51.2842 Al/C0",689,"P15"]
[null,6019089,"bush D.37/34 54.18915 A4",499,"P15"]
[null,6019130,"key 8x5x1015 55.15532 A4",186,"P15"]
[null,6019153,"extension M12x80 15554 A2",324,"P15"]
[null,6019239,"supporting rail EN50022 54.19069 1.0030",10,"P15"]
[null,6019302,"o-ring ID.92,0x3 NBR labs-free",10,"P15"]
[null,6019398,"nozzle D.80/26x208 53.18727 1.4571",2294,"P15"]
[null,6019534,"NRV housing G5IG PN40 K8 9.0975",4138,"P15"]
[null,6019558,"cable sealing 16050 VN08 kpl",45,"P15"]
[null,6019658,"holder Uni-2 vert. adjustable A4",1367,"P15"]
[null,6019788,"pipe clamp D.508 53.16383 A4",2286,"P15"]
[null,6019967,"ring D.225/80x35 St37-2",199,"P15"]
[null,6020074,"bolt D.20x105 A4",210,"P15"]
[null,6020141,"cable protection sheet 4x10x465 A2",410,"P15"]
[null,6020278,"key 6x4x460 54.14352 A2",116,"P15"]
[null,6020345,"anode support 200/M12 D.17 54.17913 A4",247,"P15"]
[null,6020362,"cable trumpet M28x1,5 15-18 54230.18-0",123,"P15"]
[null,6020425,"propeller hub D.65 51.15080 GG Z",3568,"P15"]
[null,6020520,"handle 54.2829 A2",54,"P15"]
[null,6021191,"cable support 51.16636 St",2681,"P15"]
[null,6021361,"valve seat I 55.4929 Rg",302,"P15"]
[null,6021479,"bolt D.19x125 1.4571",324,"P15"]
[null,6021500,"stator M12-4/90 St V",20552,"P15"]
[null,6021579,"pump shaft D.55x667 53.16263 1.4021",1572,"P15"]
[null,6021773,"pump housing Q100 50.13316 GG KIT",2690,"P15"]
[null,6021858,"rotor D.70,7x907 2/51 1.4462+g",4619,"P15"]
[null,6021932,"pump shaft D.55x702 53.16460/1 1.4122",1471,"P15"]
[null,6022069,"rotor D.133,5x1570 4+6/90 1.4462+g H",10120,"P15"]
[null,6022245,"sensor wick. 3Bi-100°",150,"P15"]
[null,6022396,"valve seat 55.6685 GG KIT",592,"P15"]
[null,6022494,"cable sealing 15158 VN04 kpl.",23,"P15"]
[null,6022631,"washer D.194x30 St37-2",606,"P15"]
[null,6022832,"coupling flange 52.17587/1 GG KIT",564,"P15"]
[null,6022923,"motor casing 50.18947 1.4581",4375,"P15"]
[null,6023490,"stator FO172-4/8 230/460 60Hz",2423,"P15"]
[null,6023499,"stator FK202-4/27 400/690 50Hz",4694,"P15"]
[null,6023525,"stator T17-4/12 400/690 50Hz Ex",1498,"P15"]
[null,6023623,"Ceram C2 grey 500 ml KIT",696,"P15"]
[null,6023731,"dowel M6x25 HKD-SR 1.4401",13,"P15"]
[null,6023890,"impeller-E D.300 52.18830 GG",7019,"P15"]
[null,6024050,"blind screwing PG16 DIN46320 PS",4,"P15"]
[null,6024077,"cone RZPG25 vz",5101,"P15"]
[null,6024296,"wave spring ring SSB-0335-S17",54,"P15"]
[null,6024383,"mobile wear ring D.690/670x50 54.15874 G",4952,"P15"]
[null,6024500,"discharge piece 51.1424/1 GG 200/16",4826,"P15"]
[null,6024628,"impeller K86",622,"P15"]
[null,6024687,"cable trumpet 42T 25m H07 7G1,5 KIT",1014,"P15"]
[null,6024768,"mechanical shaft seal AUUE/V D12 CR(N)2/",1364,"P15"]
[null,6024809,"screw M16x140 DIN933 A4",106,"P15"]
[null,6024947,"pump housing Q100 51.17112 Abrasit",7397,"P15"]
[null,6025124,"NRV housing G3I PN40 K8 9.097",3222,"P15"]
[null,6025225,"rotor D.164,2x602 6/16 1.4021",5757,"P15"]
[null,4537063,"Para Ku25-130/8-75/IPWM1-12#WIR",62,"P15"]
[null,7000098,"Grundfos Motor  Bearing 6213.C3",919,"P15"]
[null,4237353,"HYD CPL.HELIX V1605-KS-1,4307 KIT",0,"P15"]
[null,6096647,"Rexa UNI-V06A/T011-540/O",1370,"P15"]
[null,2231854,"DPL50/145-5,5/2",8854,"P15"]
[null,7000569,"SIBOOST2.0 SMART  4HELIX VE602",25916,"P15"]
[null,7000606,"SIBOOST2.0 SMART  2 HELIX VE1602",17018,"P15"]
[null,7000629,"SIBOOST2.0 SMART  4 HELIX VE2203",48153,"P15"]
[null,2815084,"Shaft Seal H QQEGG KB01651 30Bar",{"v":411.6,"d":"412"},"P15"]
[null,7000731,"SIBOOST PC  3HELIX2.0 VE 208",16763,"P15"]
[null,7000755,"SIBOOST PC  3HELIX2.0 VE 611",19296,"P15"]
[null,7000777,"SIBOOST PC  3HELIX2.0 VE 1606",24205,"P15"]
[null,4219071,"KIT 2 COUNTER-FLANGES 304 PN16 G1\"1/4 PW",78,"P15"]
[null,2240713,"Supervision Wilomat",1,"P15"]
[null,2223000,"DL-E80/130-11/2",27132,"P15"]
[null,2231828,"IPL65/145-7,5/2",4313,"P15"]
[null,7000722,"SIBOOST PC  2HELIX2.0 VE 604-EM",11545,"P6"]
[null,2227666,"Atmos GIGA-B 150/295-37/4",13409,"P15"]
[null,2220413,"Atmos GIGA-I 100/390-37/4-S1",35036,"P15"]
[null,2220565,"Atmos GIGA-I 200/360-45/4-S1",18492,"P15"]
[null,2225267,"Atmos GIGA-D 32/160-4/2-S1",7407,"P15"]
[null,2225295,"Atmos GIGA-D 40/200-7,5/2-S1",9588,"P15"]
[null,2225313,"Atmos GIGA-D 50/140-0,55/4-S1",15594,"P15"]
[null,2225337,"Atmos GIGA-D 50/190-11/2-S1",11079,"P15"]
[null,2225360,"Atmos GIGA-D 65/105-4/2",7000,"P15"]
[null,2225396,"Atmos GIGA-D 65/250-4/4",9479,"P15"]
[null,2225421,"Atmos GIGA-D 80/160-22/2-S1",14017,"P15"]
[null,2225446,"Atmos GIGA-D 80/165-15/2",18289,"P15"]
[null,2225457,"Atmos GIGA-D 80/170-2,2/4-S1",14758,"P15"]
[null,2225521,"Atmos GIGA-D 125/160-30/2-S1",20420,"P15"]
[null,2225571,"Atmos GIGA-D 150/180-7,5/4-S1",14791,"P15"]
[null,2227411,"Atmos GIGA-I 150/390-75/4-S1",34303,"P15"]
[null,2227467,"Atmos GIGA-I 250/480-160/4-S1",72613,"P15"]
[null,6030401,"strap L=1141 54.16422 1.4541",849,"P15"]
[null,6030448,"flange EMU/Flygt 100/150 GG KIT",349,"P15"]
[null,6040512,"rotor D.213,2x892 4/33 4021/4462 g",13518,"P15"]
[null,6030514,"bolt D.20x156 A4",212,"P15"]
[null,6030571,"screw M20x80 DIN931 A4-70",25,"P15"]
[null,6031106,"pump shaft D.68x479 53.17694 1.4122",5995,"P15"]
[null,6031150,"suction piece 51.10241 3x29+13,5 GG",14133,"P15"]
[null,6031158,"suction piece 51.10241 3x21 Gbz",37764,"P15"]
[null,6031982,"guide casing 51.15927/1 Gbz B",27640,"P15"]
[null,6032086,"cable sealing 1536/2 PG36 A4 kpl.",551,"P15"]
[null,6032135,"pump shaft D.90x2756 53.16081 1.4122",10045,"P15"]
[null,6032329,"Flange housing FR 013.03.002 1.4571",570,"P15"]
[null,6032456,"suspension T344- 51.15058VN06 St37-2",1632,"P15"]
[null,6032621,"bracket for Absackung SP 052.03.006 A2",862,"P15"]
[null,6033044,"suction piece 51.6732 2x36+13,5 Gbz",22692,"P15"]
[null,6033084,"stator T13-2/16 400/690 50Hz Bi 140",1189,"P15"]
[null,6033158,"ODU-pin 18mm,massiv, 120mm²",362,"P15"]
[null,6033528,"pump shaft D.60x2386 53.15032 1.4462",10281,"P15"]
[null,6033641,"cable trumpet 42T/PG29 52.19364 GG",412,"P15"]
[null,6033757,"impeller FA15.77Z-410 GGG SVA",5435,"P15"]
[null,6034040,"chain wheel RS 2-part mandrelø 50 POM/A4",30,"P15"]
[null,6034374,"casing D.330/263x896 52.19347 St",7141,"P15"]
[null,6034409,"guide casing 52.18289 GG J",694,"P15"]
[null,6034485,"rotor D.287,9x1980 4/90 1.7131TH",60460,"P15"]
[null,6034521,"threaded pin M24x100 54.19373 A2",160,"P15"]
[null,6034629,"strap L=1321 54.15530 1.4571",903,"P15"]
[null,6034677,"supporting rubber 198/40x3 54.19187/3 Gu",10,"P15"]
[null,6035289,"motor casing FKT72-8/66 460/60 D F",153161,"P15"]
[null,6035328,"rotor D.288,3x1278 6/46 1.4462",22896,"P15"]
[null,6035384,"discharge piece 53.15506 GG 65/16 3Auss",1588,"P15"]
[null,6078426,"pump shaft D.60x528 53.15017/1 1.4462",5780,"P15"]
[null,6078556,"Rep.Kit 1 FKT57 G",2167,"P15"]
[null,6078776,"board Temperaturschutz Temp 94",854,"P15"]
[null,6079770,"cable trumpet 60T 40m NSS 4x16 KIT",3482,"P15"]
[null,6079849,"cable 4G1,5 bl fl 1,5m F NG 316 VP.",123,"P15"]
[null,6079956,"screws NU511 A,C  KIT",232,"P15"]
[null,6080094,"Stator FK17.1-4/8 400/690V 50Hz Bi VP.",1663,"P15"]
[null,6080590,"Shaft nut M75x2 KM15 St VP.",64,"P15"]
[null,6080800,"Casing cover 6051840 GG VP.",4097,"P15"]
[null,6081123,"rotor T34-6/32K 1.4021 VP.",8530,"P15"]
[null,6081149,"rotor T34-8/32K 1.4021/4462 VP.",16902,"P15"]
[null,6081157,"rotor T34-4/32K 1.4021/4462 VP.",16902,"P15"]
[null,6081184,"rotor T34-4/32K 1.4021 VP.",12291,"P15"]
[null,6081409,"terminal board 3pol. VP.",64,"P15"]
[null,6081425,"Stator T24-4/36 500 50 Bi 140 VP.",6375,"P15"]
[null,6081466,"impeller Rexa Cut GI03.41 GG KIT SVA",695,"P15"]
[null,6082356,"adapter G2-DN50/2RK KIT",160,"P15"]
[null,6082413,"impeller-E D.208 6050501 GGG VP.",1552,"P15"]
[null,6082603,"bearing bush TWI/IS 4.14 \"A\" VP.",10,"P15"]
[null,6084185,"Rep.Kit 2 FK42.1 AN15736",10287,"P15"]
[null,6084990,"impeller fixation 16x130 A2 KIT",52,"P15"]
[null,6085137,"propeller TR20-1/TRE20/RZPE20-1 S0 KIT",1014,"P15"]
[null,6085660,"Impeller FA15.97Z-310 GG SVA",5305,"P15"]
[null,6190772,"Sleeve D.160 SDR17 PE-HD",222,"P15"]
[null,6191819,"StSt ladder L=1960mm A2",1073,"P15"]
[null,6191876,"ballvalve Typ 340 1/2\" MS chrome",116,"P15"]
[null,6220162,"Washer A6,4  DIN9021 A2 (20pc)",10,"P15"]
[null,6220217,"W-CTRL-EC-L-2x12A-T4-DOL-WM-EMS-LS VP.",1601,"P15"]
[null,6220235,"Impeller RE15.84D-275DAH160/180 KIT",3375,"P15"]
[null,6220267,"Pump housing UNI M05  PP KIT",339,"P15"]
[null,6220291,"Rep.Kit 2 T20.2M G Viton",1231,"P15"]
[null,6220320,"sealing casing T20.2M K KIT",1115,"P15"]
[null,6220633,"pump housing Q10-65x A KIT",2588,"P15"]
[null,6220671,"pump housing M05/.015 KIT",896,"P15"]
[null,6220697,"Rep. Kit 2 T17.3M-4/16K  1.4462",2417,"P15"]
[null,6220708,"motor hood T17. for 2 cables KIT",798,"P15"]
[null,9018160,"Leakage Relay ZJK-SP NC",232,"P15"]
[null,29990387,"CONTROL PANEL - BOOSTER 2P",741,"P15"]
[null,29991341,"10 Bar S/Steel Pre Filter for UV",8370,"P15"]
[null,29991845,"LOW INLET P/SWITCH 15 TO 250mBAR WRAS",465,"P15"]
[null,29992220,"FC336 GAUZE - SS304 / 0.32mm Wd x 20mm D",32,"P15"]
[null,29992829,"FC102 Cooling fan 140x140 134B7131",943,"P15"]
[null,29993289,"WILO SUBMOT NU611T-2/22 PE2  c/10m",6888,"P15"]
[null,29993411,"5A Ceramic Cartridge Fuse 5x20 (10Pack)",7,"P15"]
[null,111666099,"APPLICATION WITH FLAP DN32 RILSAN",78,"P15"]
[null,112163899,"TERMINAL BOX CPL.F.SRM.14/20/2R",96,"P15"]
[null,120229790,"MOTOR 2,2/4/100/315 ATB IE1",875,"P15"]
[null,121075990,"IMPELLER D.70/140/18 KIT",683,"P15"]
[null,121078295,"IMPELLER D.50/224/18 KIT",656,"P15"]
[null,121083494,"BALL BEARING 6306/2Z-C3 (HT) VP.",62,"P15"]
[null,121097190,"PUMP HOUSING D80/160 PN16 KIT",25,"P15"]
[null,121105996,"ASSEMBLY IMPELLER FOR N65/125 GG +PK.",2240,"P15"]
[null,121124994,"SHAFT D.35 N-PUMP VP.",2681,"P15"]
[null,121487996,"IMPELLER D.125/160/18 KIT",947,"P15"]
[null,121498997,"Intermediate piece IPH-W65-80 4KW KIT",2552,"P15"]
[null,121517097,"STUD BOLT MVL11/8",442,"P15"]
[null,121623290,"FLOAT F.TM30-0,2",160,"P15"]
[null,6030018,"pump shaft D.48x787 53.17301 1.4122",3139,"P15"]
[null,6030158,"pump shaft D.48x1212 53.17301 1.4122",3857,"P15"]
[null,6030198,"pump shaft D.42x425 52.11788 1.4021",1797,"P15"]
[null,6030235,"pump shaft D.45x710 53.17193 1.4122",2286,"P15"]
[null,6030266,"pump shaft D.42,4x1120 53.17790 1.4122",3787,"P15"]
[null,6030282,"pump shaft D.32x697 53.16634 1.4462",2219,"P15"]
[null,6030385,"strap L=376 54.16422 St",240,"P15"]
[null,6030640,"strap L=721 54.15530 St",407,"P15"]
[null,6030758,"cooling flange D.280g6 51.19004 GG/C0",1161,"P15"]
[null,6030985,"pipe clamp D.273 53.19314 A4",707,"P15"]
[null,6031212,"cable protection sheet 30x10x1177 1.4301",61,"P15"]
[null,6031258,"suction piece 51.14880 9.0975",5874,"P15"]
[null,6031317,"washer D.80/22x26 PVC 54.17973/1",274,"P15"]
[null,6031390,"adjusting disc 140 18 15068 VN06 1.4021",678,"P15"]
[null,6031419,"line-up terminals 6x10qmm + 5x2,5qmm +PE",293,"P15"]
[null,6031474,"adjusting disc 94 4 14717 VN10 1.4462",641,"P15"]
[null,6031557,"ROTOX nozzle heat 105/3-108/4 St.galv",3070,"P15"]
[null,6031604,"pump shaft D.70x2037 53.15759/1 1.4122",7225,"P15"]
[null,6031640,"stator M156-4/100 St V",35681,"P15"]
[null,6031711,"adjusting disc 140 12 15819 VN02 1.4021",857,"P15"]
[null,6031772,"Supporting plate install.kit FA03.13 A4",606,"P15"]
[null,6031797,"bolt D.20x935 A2",317,"P15"]
[null,6031845,"casing D.605/495,4x1164 52.18265 St",13130,"P15"]
[null,6031880,"intermediate flange 53.10885 St 1xPg29-4",3590,"P15"]
[null,6031958,"suction piece 51.6732/6 3x21+13,5 GG",11818,"P15"]
[null,6032150,"top guide casing 51.16088 Gbz 300/40",30432,"P15"]
[null,6032194,"pump shaft D.25x624 53.15176 1.4021",1252,"P15"]
[null,6032229,"casing D.398/311,9x1457 PN10 St",9708,"P15"]
[null,6032664,"suction piece 51.5866 3x29 Gbz",18496,"P15"]
[null,6032671,"suction piece 51.5866 1x36 GG",8994,"P15"]
[null,6032720,"suction piece 51.5866 3x29 Gbz A",20707,"P15"]
[null,6033001,"suction piece 51.6732 2x29 GG",11818,"P15"]
[null,6033241,"suction piece 51.5867 2x29 GG",9996,"P15"]
[null,6033302,"suction piece 51.6696/3 1X29 GG",12844,"P15"]
[null,6033330,"suction piece 51.6696/3 3X21+13,5 GG",12844,"P15"]
[null,6033374,"pump shaft D.48x1177 53.17633 1.4462",5704,"P15"]
[null,6033427,"pump shaft D.90x1107 53.16441/1 1.4122",7422,"P15"]
[null,6033441,"top guide casing 51.9573A Gbz B 200/10",10355,"P15"]
[null,6034089,"key 8x5x300 55.14328 A4",106,"P15"]
[null,6034166,"stator T34-6/41 480/830 60Hz+GEH.GG/C0",25983,"P15"]
[null,6034233,"tightening screw M8x1512 SK.4160 A2-80",433,"P15"]
[null,6034909,"pump shaft D.48x1052 53.15529/1 1.4122",6138,"P15"]
[null,6034939,"discharge piece 50.19380 2x36+1x16 GGG",7995,"P15"]
[null,6035127,"stator T20-2/22 400/690 50Hz",4154,"P15"]
[null,6035437,"ring D.139,7/54,5x20 A2",412,"P15"]
[null,6035513,"cable trumpet  52.16360 10m NSS 4x35",3367,"P15"]
[null,6035542,"extension 53.18396 1m A4",3447,"P15"]
[null,6035628,"pump shaft D.26x452 53.16586 1.4462",1884,"P15"]
[null,6035676,"discharge piece 50.19380 1x36 GGG",7995,"P15"]
[null,6035789,"pump housing Q100 1000516383 GG KIT",1998,"P15"]
[null,6035798,"impeller-H D.176 53.11461 9.0975",2062,"P15"]
[null,6035854,"Rep.Kit 3 HC20.1G",1278,"P15"]
[null,6035929,"cover mit Griff XL 53.19457 GG",624,"P15"]
[null,6036047,"type plate 85x90 Salmson ATEx ALU raw",23,"P15"]
[null,6036087,"pump housing Q150 51.17929 GGG KIT",8697,"P15"]
[null,6036598,"threaded rod M16x285 A4",125,"P15"]
[null,6036630,"impeller-D D.470 51.17128 GG Lr.4470",18616,"P15"]
[null,6078867,"flat flange AD.340 ID.250x10 A2",592,"P15"]
[null,6079058,"neck ring D.350x30 54.15605 1.4308 VP.",1475,"P15"]
[null,6079515,"neck ring D.250x35 6051517 1.4308 VP.",1729,"P15"]
[null,6080288,"rotor 6/28 K 1.4021 IE3 VP.",4432,"P15"]
[null,6080296,"rotor 4/28 K 4021/4462 g VP.",7403,"P15"]
[null,6080408,"impeller-W D.170 6052494 GGG",1253,"P15"]
[null,6080430,"Rotor FK17.1-4/16 K 4021/4462 g VP.",3648,"P15"]
[null,6080888,"rotor T30-4/35K 1.4021 VP.",9996,"P15"]
[null,6081001,"rotor T30-6/28K 1.4021/4462g VP.",10688,"P15"]
[null,6081018,"rotor T30-6/48K 1.4021/4462g VP.",10688,"P15"]
[null,6081072,"rotor T34-4/32K 1.4021/4462 IE3 VP.",10627,"P15"]
[null,6081095,"rotor FK34.1-4/33K 1.4021/4462 IE3 VP.",9743,"P15"]
[null,6081098,"rotor FK34.1-6/33K 1.4021/4462 IE3 VP.",10851,"P15"]
[null,6081306,"O-Ring ID.88,0x3,0 NBR70 VP.",7,"P15"]
[null,6081332,"Stator HC,T20.1-6/22 400/690 50 PTC VP.",3205,"P15"]
[null,6081380,"Suction port T/BA design 15890 GGG KIT",2189,"P15"]
[null,6081492,"Impeller M10-78-788/FA10.78Z-450 A KIT",5028,"P15"]
[null,6081666,"terminal-Box CD35+70MF + cable-kit",269,"P15"]
[null,6081802,"motor casing 6052392 GG VP.",1286,"P15"]
[null,6082011,"rotor FK42.1-6/50K 1.4021 IE3 VP.",18358,"P15"]
[null,6082041,"rotor T42-6/52K 1.4021 IE3 VP.",18814,"P15"]
[null,6082063,"rotor FK42.1-8/60K 1.4021 VP.",21029,"P15"]
[null,6082906,"stopping ring TWI 6.30-60-xx-C \"C\" VP.",51,"P15"]
[null,6082923,"mobile wear ring D.173/150x20 14788 1.44",532,"P15"]
[null,6083232,"valve seat TWI 6.30-xx-C EPDM \"A\" VP.",36,"P15"]
[null,6083270,"valve seat TWI 6.18-xx-C EPDM \"C\" VP.",36,"P15"]
[null,6083294,"NRV housing RPG3\" TWI 6.50-60",386,"P15"]
[null,6083607,"stator-unit S13.1-2/11 1~ 60Hz KIT",1242,"P15"]
[null,6085677,"impeller FA15.95T/20.54T-320 GG SVA",4423,"P15"]
[null,6085691,"impeller FA15.93E/20.54E-297 GGG SVA",4423,"P15"]
[null,6085857,"impeller FA15.66E-280 GG SVA",5621,"P15"]
[null,6085870,"impeller FA15.66E-280 GG SVA",5621,"P15"]
[null,6088072,"propeller TR75-2 /M71 - PUR VP.",3222,"P15"]
[null,6088207,"adjustment key for Padus Pro",20,"P15"]
[null,6190074,"seal D.61/107x3 DIN2690 NR/SBR70",20,"P15"]
[null,6220000,"washer DIN6798 V8,4 A2 VP.",13,"P15"]
[null,6220011,"Pump housing RE08.52W-xxxDAH KIT",1319,"P15"]
[null,6220042,"discharge pipe DN32 UT PORT600-2250 KIT",356,"P15"]
[null,6220087,"Suction flange DN80 H41 PUR VP.",393,"P15"]
[null,6220100,"Service flange D.260 6192569 PUR VP.",150,"P15"]
[null,6220122,"V-flange SDR17 D.110 extended PE-HD VP.",269,"P15"]
[null,6220377,"motor kompl. MSI4 1,1 kW VP.",2459,"P15"]
[null,6220387,"motor compl. QSH4/QSI4 VP.",3787,"P15"]
[null,6220423,"NRV housing G6\" 1.4517 VP.",2427,"P15"]
[null,6220486,"Impeller V08-973 D.165 A KIT",968,"P15"]
[null,6220498,"pump housing V08-97x A ANSI KIT",1372,"P15"]
[null,6220534,"centrifugal disc D.203x110/22 St VP.",738,"P15"]
[null,6220608,"stator T039-540 VP.",1153,"P15"]
[null,8014280,"OIL SEAL 45 I/D x 72 O/D x 10THK NITRILE",54,"P15"]
[null,8053671,"S-TEF HOSE PIPE3/8 BSPX550L SS304BRD",206,"P15"]
[null,8062012,"THRUST COLL EL1 A-0008 R1 SS304",145,"P15"]
[null,8062279,"SLEEVE EL4 A-0678_2 R1 CT1",997,"P15"]
[null,8066035,"BLK PUMP SHAFT S/A GROUP EL4 CW MS SS410",1628,"P15"]
[null,8070929,"S-THRUST COLL 118062884001 R1 EN8",40,"P15"]
[null,8123918,"SHAFT LH 214191802002 R1 SS410",926,"P15"]
[null,121271992,"BALL BEARING 6201/2Z-C3 (HT) VP.",27,"P15"]
[null,121479495,"FAN WHEEL AF90 4POL.ATB KIT",137,"P15"]
[null,121626890,"MECHANICAL SEAL TMC30-0,7 VA KIT",4608,"P15"]
[null,121805790,"IMPELLER D.40/140/18X4 PSU",199,"P15"]
[null,121873292,"STUD BOLT MVL36/50 5/6STF.",192,"P15"]
[null,122032490,"APPLICATION WITH FLAP DN50 CPL.",91,"P15"]
[null,122063092,"IMPELLER D.100/360/45 KIT",1325,"P15"]
[null,122092590,"IMPELLER D.55/151/17X7,8 KIT",111,"P15"]
[null,122101496,"SHAFT COUPLING IPL32/40-115/160 NORM KIT",167,"P15"]
[null,178900007,"FLOATER WITH 10 M OF CABLE",173,"P15"]
[null,180403597,"HOSE VENTILATION FH/D-FH KIT",362,"P15"]
[null,180430592,"GASKET F.EXCHANGE FH/D-FH80-0,7 KIT",183,"P15"]
[null,180493090,"Protection plug FH80-0,7DM 18040512 KSB",740,"P15"]
[null,500224199,"CONSOLE 60X60X90 GG20",47,"P15"]
[null,500353594,"NUT M36 DIN-EN24032 A2",61,"P15"]
[null,501031491,"SCREW M10X25 ISO4017 8.8",4,"P15"]
[null,6040573,"rotor D.258,8x1254 10/33 4021/4462 g",15055,"P15"]
[null,6040620,"motor casing FKT27.1 8/22 400/690 50 kpl",10015,"P15"]
[null,6040662,"impeller-W D.363 52.17738 1.4517",13336,"P15"]
[null,6040696,"rotor D.258,7x1549 10/60 4021/4462 g",15055,"P15"]
[null,6040848,"o-ring ID.96,0x4,0 Viton",51,"P15"]
[null,6040925,"key 6x4x592 54.19828 A4",141,"P15"]
[null,6040934,"key 6x4x1060 54.19828 A4",186,"P15"]
[null,6041292,"wiper axle RS L=616,5 A2",1922,"P15"]
[null,6041386,"motor casing FKT49-10/58 400/50 D Iso.F",85669,"P15"]
[null,6041463,"pump shaft D.68x1295 52.19930 1.4122",3711,"P15"]
[null,6041548,"rotor D.238,7x944 8/29 4021/4462 g",15055,"P15"]
[null,6041753,"motor casing FKT56-8/64 380/50 D Isokl.F",107065,"P15"]
[null,6041793,"Rep.Kit 7 NU501+NU512-./4-.. A",343,"P15"]
[null,6041864,"diaphragm NU611 \"D\" SET",707,"P15"]
[null,6041933,"impeller FA15.93E 290 1.4581 SVA",17188,"P15"]
[null,6042017,"rotor D.303,5x1278 8/40 4021/4462 g",27115,"P15"]
[null,6042055,"rotor D.288,3x1321 6/60 4021/4462 g",27115,"P15"]
[null,6042066,"rotor D.288,3x1584 6/60 4021/4462 g",27115,"P15"]
[null,6042258,"pump housing Q36 51.17548 GG KIT",412,"P15"]
[null,6042273,"mobile wear ring D.440/420x35 1.4112 HB6",5819,"P15"]
[null,6042473,"impeller FA10.44W-200 1.4581 SVA",4299,"P15"]
[null,6042577,"pump shaft D.48x1710 52.16423 1.4122",4853,"P15"]
[null,6042634,"suction piece 51.5866/4 3x29 Gbz",19528,"P15"]
[null,6042700,"suction piece 51.5866/4 1x36 Gbz",19528,"P15"]
[null,6042837,"suction piece 51.5866/4 3x16 9.0975 A",25403,"P15"]
[null,6043044,"impeller-H D.184 54.9490 korr165 Gbz",2278,"P15"]
[null,6043100,"distance ring D.273/182x20 EPDM",169,"P15"]
[null,6043307,"impeller fixation 8x20 Geomet KIT",13,"P15"]
[null,6043657,"pump foot bad with sieb 52.14444 GG KIT",1012,"P15"]
[null,6043884,"impeller fixation 10x30 Geomet KIT",30,"P15"]
[null,6043907,"adapter flange DN150/200 20050 St",2276,"P15"]
[null,6044283,"Rep.Kit 1 FKT27.1",266,"P15"]
[null,6044346,"suction piece 51.5867/1 3x29 GG",11131,"P15"]
[null,6044500,"impeller fixation 10x90 A4 KIT",9,"P15"]
[null,6044584,"impeller FA15.52E-275 1.4581 SVA",9573,"P15"]
[null,6044605,"guide casing 51.19740 Gbz D",48498,"P15"]
[null,6044702,"impeller FA15.52E-275 1.4581 SVA",9573,"P15"]
[null,6044773,"suction port 51.14059/1 GG",6926,"P15"]
[null,6044932,"suction piece 51.16480 Gbz 1Aussp.",40185,"P15"]
[null,6045070,"impeller-E D.430 52.20626 GG",10000,"P15"]
[null,6045147,"impeller FA10.82E-230 GG SVA",1896,"P15"]
[null,6045248,"shaft seal ring A90/110x10 Domsel NBR+St",98,"P15"]
[null,6045360,"rotor D.169x997 4/32 K 1.4021",5544,"P15"]
[null,6045398,"pump shaft D.26x502 53.16586 1.4462",2033,"P15"]
[null,6045471,"supporting ring D.60/45x11 55.6792/1 1.4",862,"P15"]
[null,6045550,"stator T12-2/11 400V 50Hz 3PTC 140°",970,"P15"]
[null,6045642,"flat gasket D.220/273x6 EN1514-1 EPDM",67,"P15"]
[null,6045697,"NUT TWI 6 \"C\"",25,"P15"]
[null,6045740,"cable 20m  NSS 4x1,5 sealed Ex KIT",740,"P15"]
[null,6045795,"propeller TR80-1 /M71 - UR3490HV/GRP/A4",6514,"P15"]
[null,6045843,"stopping ring nut TWI 6 \"A\"",64,"P15"]
[null,6045845,"spacer disc TWI 6 \"A\"",49,"P15"]
[null,6045945,"stator NU160-2/105 St",50809,"P15"]
[null,6046030,"terminal board 10-pol. 35-50mm²  KIT",5432,"P15"]
[null,6046267,"stator NU160-4/105 St",50809,"P15"]
[null,6046272,"stator NU160-4/105 Gbz",76207,"P15"]
[null,6046516,"discharge piece 50.19380/2 4x21 Gbz",15699,"P15"]
[null,6046587,"discharge piece 50.19345 2x29 GG",4712,"P15"]
[null,6046919,"discharge piece 50.19148 6x21 GG",12844,"P15"]
[null,6046952,"impeller-H D.270/252 D500_1F 9.0975",6577,"P15"]
[null,6046971,"impeller-H D.184/175 KM350_1A 9.0975",1779,"P15"]
[null,6047146,"pump shaft D.55x550 52.18442 1.4462",3428,"P15"]
[null,6047169,"coupling 54.20142 1.4021",3334,"P15"]
[null,6047278,"coupling flange DN250S/2RK DN200KIT",4282,"P15"]
[null,6047352,"Protection start relais K-3",180,"P15"]
[null,6048145,"impeller fixation 20x70 A2 KIT",199,"P15"]
[null,6048219,"cable trumpet 53.16365 15m NSS 7x1,5",1553,"P15"]
[null,6048412,"bush D.92/75,4 18253 1.4462",724,"P15"]
[null,6048467,"rotor D.158x1960 4/90 1.4462+g H2",23292,"P15"]
[null,6048528,"Rep.Kit 7 M8",4866,"P15"]
[null,6048603,"stator NU122-4/65 St H",24548,"P15"]
[null,6048696,"pump shaft D.30x873 53.16798 1.4122",1797,"P15"]
[null,6048831,"flat gasket D.125/155 ARAMID/NBR (10pc)",20,"P15"]
[null,6048941,"screw M16x40DIN933 A5-70",106,"P15"]
[null,6049081,"discharge piece 50.19345 3x16 GG",4712,"P15"]
[null,6049485,"Steckverb.-Stiftleiste 10-polig",40,"P15"]
[null,6049506,"screws 6,2x10,7x3 F2/PA6",7,"P15"]
[null,6049660,"screw-in pencil electrode 54.20647 200mm",188,"P15"]
[null,6060066,"pump shaft D.80x1602 53.20658 1.4021",4008,"P15"]
[null,6060122,"rotor D.179x997 6/32 K 4021/4462 g",8868,"P15"]
[null,6060184,"suction piece 51.20447 Gbz",12475,"P15"]
[null,4169537,"ACSON-VARIO-MT6-SYSTEME",1475,"P15"]
[null,6035178,"ceram VK2000 C1 black",455,"P15"]
[null,6036681,"impeller-D D.615 52.17150 GGG Lr.4470",18553,"P15"]
[null,6036760,"top guide casing 52.16912 Gbz Sp",9699,"P15"]
[null,6036863,"neck ring D.587x48 15267 GGGHB300",4738,"P15"]
[null,6036942,"stator HC20.1-4/17 400/690 50Hz 3+1PTC",3205,"P15"]
[null,6037045,"filling up pipe SW17/79 54.19504 A4",302,"P15"]
[null,6037064,"impeller-D D.740 52.19447 Abrasit",23972,"P15"]
[null,6037123,"cable 25m NSS 2x1,5 sealed Ex KIT",696,"P15"]
[null,6037298,"impeller-H D.176 53.11461/1 undrilledGbz",1029,"P15"]
[null,6037347,"rotor D.134,4x694 6/27 4021/4462 g K",3692,"P15"]
[null,6037447,"pipe extension(DN100/2RK)exentDN150 KIT",1269,"P15"]
[null,6037552,"intermediate piece 50.14845/1 Gbz",7381,"P15"]
[null,6037591,"guide casing 51.1022/3 Gbz B",9139,"P15"]
[null,6037654,"stator NU80.-2/40 St+A2 G 500/865",7439,"P15"]
[null,6037785,"non-return valve typ 290X 3/8\" A2",256,"P15"]
[null,6037833,"tightening screw  M8x1031 53.15598/2 A4-",120,"P15"]
[null,6037965,"pump shaft SW17x529,0 53.19589 1.4571",551,"P15"]
[null,6037986,"pump shaft SW17x1121,6 53.19589 1.4571",603,"P15"]
[null,6037998,"pump shaft SW17x126,0 53.19590 1.4571",724,"P15"]
[null,6038055,"stator NU122-2/75 Gbz H",42836,"P15"]
[null,6038102,"rotor D.133x2160 2/110 1.4462+g H2",26066,"P15"]
[null,6038151,"cable protection sheet 30x10x162 1.4301",61,"P15"]
[null,6038189,"cable protection sheet 30x10x801 1.4301",61,"P15"]
[null,6038233,"propeller RZPG20/14°/233.04.006 A4",1719,"P15"]
[null,6038317,"intermediate piece SW17/30 54.19513 A2",247,"P15"]
[null,6038354,"suction piece 51.15221/1 Gbz A",9842,"P15"]
[null,6038416,"discharge piece 52.19639 Gbz ANSI 3\"",2875,"P15"]
[null,6038467,"cable protection sheet 30x10x1338 1.4301",64,"P15"]
[null,6038674,"mss. assembly aids 54.19526 PVC",67,"P15"]
[null,6038797,"impeller FA15.77Z-350 Abrasit SVA",19211,"P15"]
[null,6038835,"nut M10x1,5 DIN439 A2",4,"P15"]
[null,6038927,"flow ring TR28 with cage A4",2734,"P15"]
[null,6038943,"impeller-S D.250 52.19688 GGG",4609,"P15"]
[null,6039066,"suction piece 51.15016/3 Gbz NU7,8,9,12",12844,"P15"]
[null,6039085,"pump shaft D.55x2249 53.15235 1.4021",8126,"P15"]
[null,6039123,"winding brace ring D.250 14858/1 Gbz roh",564,"P15"]
[null,6039248,"suction piece 51.14940 9.0975 A",20010,"P15"]
[null,6039316,"impeller-H D.92 NorylGFN3V+Polyu.",62,"P15"]
[null,6039340,"screw M6x40 DIN931 A4",4,"P15"]
[null,6039381,"impeller-E D.150 53.19692 Abrasit",3204,"P15"]
[null,6039450,"impeller-W D.258 52.19289 1.4581",6612,"P15"]
[null,6039515,"mobile wear ring TWI 6 A",25,"P15"]
[null,6039650,"impeller-H D.239 53.1027/1korr206 9.0975",3657,"P15"]
[null,6039695,"screw M33x80 DIN939 A4-70",449,"P15"]
[null,6040031,"safety sheet coupling foot 19766 1.4301",519,"P15"]
[null,6040132,"winding mater. U17-2/110 500/865 50 D/Y",11931,"P15"]
[null,6040218,"Starter S-N35",882,"P15"]
[null,6040352,"top guide casing 51.18243 GG EKB",10385,"P15"]
[null,6040399,"suction piece 51.19767/1 2x29+13,5 GG A",12665,"P15"]
[null,6040425,"suction piece 51.19767/1 6x21 GG A",12665,"P15"]
[null,6040451,"stator FKT27.1-6/28 400/690 50Hz",6926,"P15"]
[null,501494596,"PUMP HOUSING I30/75/90X206 6GG FINISHED",116,"P15"]
[null,501637499,"IMPELLER D.100/160/18X16 RG",420,"P15"]
[null,501928795,"FLAT GASKET D.42/55X2 SIL-C4400",10,"P15"]
[null,502035399,"FLAT GASKET D.80/90X0,8 EP859 TDS.",10,"P15"]
[null,502382798,"IMPELLER D.150/315/45X20,2 GG20",658,"P15"]
[null,502728694,"END SHIELD RF112 N.D.E.ATB",823,"P15"]
[null,503073798,"O-RING ID.152X8 EPDM 50SHORE HARDNESS",16,"P15"]
[null,503159494,"CAP 25MF.400VDB MKP AEG",106,"P15"]
[null,509253991,"SCREW M6X20 ISO4762 A4-70",10,"P15"]
[null,530611596,"SAFETY FUSE E14 16A",5,"P15"]
[null,3321232006,"S-BER KEY 20x12x262 1MP/P-2375 SS410",84,"P15"]
[null,3327230805,"BES KEY 8X7X45 SS410",40,"P15"]
[null,3350690155,"O RING 35 IDx1.5 CS EPDM HD 80±5A",30,"P15"]
[null,3529010107,"S-LOCK NUT KM 7 MS",36,"P15"]
[null,7103161622,"NECK RING 27912P R1 CT1",1245,"P15"]
[null,7141325154,"SLV NUT RH 1MP/P-2663 R1 SS410",49,"P15"]
[null,7162262622,"IMP 2 2002 1500 002 R1 CT1",31503,"P15"]
[null,7392268622,"IMP LH 2 1802 1501 003 R1 CT1",5599,"P15"]
[null,7403025622,"BLK NECK RING SUC 1MP/P-499 R1 CT1",449,"P15"]
[null,7453327154,"K-COWL NUT LH 1MP/P-3595 R2 SS410",49,"P15"]
[null,7473647154,"SHAFT 3MP/P-2180 R1 SS410",1821,"P15"]
[null,7477260622,"IMP 3MP/P-1559 R1 CT1",22957,"P15"]
[null,7803647154,"SHAFT LH (EXT) 2 1404 1802 001 R1 SS410",535,"P15"]
[null,7807327154,"SLV NUT LH 1 1408 3030 001 R2 SS410",67,"P15"]
[null,7811260622,"IMP 2 1412 1500 001 R1 CT1",3032,"P15"]
[null,7820431101,"S-BRG E/COV DE 1 1419 2751 001 R1 MS",192,"P15"]
[null,7822320154,"S-SPACER SLV 1 1420 2111 001 SS410",120,"P15"]
[null,7828264622,"IMP RH 2 1426 1503 002 CT1",4712,"P15"]
[null,7836260622,"IMP 3 1432 1503 001 R1 CT1",11215,"P15"]
[null,7843261622,"IMP 2 1570 1500 002 R1 CT1",8543,"P15"]
[null,7855305154,"BLK SLV 1 1574 2100 001 R1 SS410",2522,"P15"]
[null,7857332154,"COWL NUT LH 1 1575 3000 001 R2 SS410",128,"P15"]
[null,7865161622,"NECK RING 1 1454 1181 001 R1 CT1",3334,"P15"]
[null,70362500004,"ROUE-C1420-",95,"P15"]
[null,71411299738,"REMPLACE PAR 4012292",39,"P15"]
[null,71713334505,"STAINLESS-STEEL-HOUSING-VM-307-607",84,"P15"]
[null,72351311504,"PP-SHAFT-D22L276D11,9/22-VML1204-115",894,"P15"]
[null,72963700104,"LANTERN-VML3/6-F85A115-2G3/8",78,"P15"]
[null,73676100001,"COUPLING-S/RIG-US-D14.5X28",162,"P15"]
[null,74604600002,"KIT-NRA300-600VM-VML",81,"P15"]
[null,74750611107,"BOLT,HEX M10X30/SS400/W",10,"P15"]
[null,74750911105,"SCREW M16X55X38 ISO4014 6.8",10,"P15"]
[null,75338900002,"KIT-NJ1-1102A1110-VML",482,"P15"]
[null,76936100034,"ASSEMBLY GRD.MVL1102-1110 16BAR",534,"P15"]
[null,"30922652X","COVER.16",313,"P15"]
[null,"7B16331154","BLK SPL NUT RH 1 1802 3000 001 R1 SS410",57,"P15"]
[null,2162642,"Nut M8X1,25 ISO7042 VP.",10,"P15"]
[null,2175875,"Ball bearing 6211/2Z-C3(HT)VP.",157,"P15"]
[null,2178968,"Terminal box PG cpl.1LE160 SM.VP.",1413,"P15"]
[null,2179030,"Impeller 65/140-129/A10-84,9/18 GG KIT",453,"P15"]
[null,2179073,"Impeller 80/126/18 GG KIT",314,"P15"]
[null,2179170,"Impeller 40/220-223-71,7/18 GG KIT",285,"P15"]
[null,2187932,"Nut M24 DIN934 A4-70 VP.",10,"P15"]
[null,2188042,"Gasket Cartridge D.48 KIT",106,"P15"]
[null,2188174,"Fan BG100 D24.2-144 VP.",135,"P15"]
[null,2190355,"Exchange kit IPL80/140-4/2",2498,"P15"]
[null,2190947,"Module BL-E80/150-15/2-IE4 WEG KIT",10034,"P15"]
[null,2191117,"Gauge plate 60X50X0,4(20 Pieces)",165,"P15"]
[null,2191143,"Pump housing D80/120/PG165x123 16 KIT",2098,"P15"]
[null,2191613,"Module BL-E50/130-5,5/2-IE4 ELEC KIT",3857,"P15"]
[null,2192114,"Module Stratos GIGA 150/2-17/15 KIT",17909,"P15"]
[null,2192747,"Lantern PG228X115-F300 C5M-TOTAL KIT",1337,"P15"]
[null,2192990,"Module BL-E100/200-5,5/4-IE4 ELEC KIT",3857,"P15"]
[null,2193976,"Bearing bush 50/160 BM-B VP.",369,"P15"]
[null,2194049,"Pump housing I65/110/150x340 6/10 KIT",1495,"P15"]
[null,2194143,"Insulation I100/0,5-16 VP.",81,"P15"]
[null,2194872,"Insulation I40/0,5-16 VP.",49,"P15"]
[null,2194905,"Motor Stratos MAXO-Z 25/0,5-12 KIT",1303,"P15"]
[null,2195062,"Fan 172x150x66 Wilo-EFC VP.",743,"P15"]
[null,2196658,"Cable DPS 3x0,34x1150 short bared 2G VP.",42,"P15"]
[null,2196776,"Pump housing I50/90/115x280 6/10 KIT",919,"P15"]
[null,2196825,"Module Stratos MAXO 65/0,5-9 KIT",1875,"P15"]
[null,2199591,"Exchange kit IPL80/160-1,5/4",2321,"P15"]
[null,2201064,"Motor Stratos MAXO(D) 32/0,5-8 KIT",831,"P15"]
[null,2203226,"Modul Stratos GIGA B 50/4-49/15 KIT",15290,"P15"]
[null,2204525,"O-Ring 266,07x5,33-N EPDM VP.",20,"P15"]
[null,2204563,"Pump housing B150/315-PG398 GG KIT",4145,"P15"]
[null,2204581,"Impeller 40/125-150-110/22 2pol-GG KIT",948,"P15"]
[null,2204600,"Impeller 125/200-236-170/30 GG KIT",1754,"P15"]
[null,2204615,"Impeller 100/400-438-180/38 GG KIT",3085,"P15"]
[null,2206264,"Pump support foot BB1-112 KIT",25,"P15"]
[null,2206402,"Discharge cover PG326/135/32 m.seal VP.",461,"P15"]
[null,2206513,"Motor B3 45/4/225 3~400V KLF.IE3 VP.",8933,"P15"]
[null,2208699,"Motor B3 90/2/280 3~400V PTC IE3 VP.",14810,"P15"]
[null,2208805,"Fan wheel BG160 SM.VP.",210,"P15"]
[null,2390699,"GASKET DN100 TP NBR55 SHORE",133,"P15"]
[null,2504939,"MECHANICAL-SEAL VL/S 2/4",398,"P15"]
[null,2506444,"T-PIECE RED.11/2\"M-11/4\"F-11/2\"M BRASS",518,"P15"]
[null,2510960,"ASS. PRES.SWITCH CO-1. 0-10BAR DIN",801,"P15"]
[null,2512843,"PACKING WILO DRAINLIFT S",49,"P15"]
[null,2517498,"FLOAT -VT.R2\" VA TYP645 +SCHW.VA",7956,"P15"]
[null,2518943,"PVC-TEXTILE-HOSE DN50X5X120 TRANSP.",7,"P15"]
[null,2522711,"VESSEL SANITSON1 PE 8MM",929,"P15"]
[null,2525379,"PIPEWORK F. WS1100E/TS40 COMPL.",2248,"P15"]
[null,2532117,"CABLE VR µC-DISPLAY L=1700MM",42,"P15"]
[null,2538153,"SPS OPERATION PANEL GT12 SW V1.100310FC",1149,"P15"]
[null,2541043,"W-CTRL-SCE-B-2x24A-T34-FM-ND2-AVC-PKG",3482,"P15"]
[null,2541664,"SPS OPERATION PANEL GT12 SW V5.1010E",1147,"P15"]
[null,2546145,"PRESSSENS 1/4\"0-10BAR 4-20MA T528/B4 PKG",324,"P15"]
[null,2661203,"PROTECTIVE CAP 250 F.D.88,9 PE.",3,"P15"]
[null,2815364,"I/D/B125-335-30/4 3PH MOTOR/IMP ASSY",18547,"P15"]
[null,2815636,"TP/TS 65MM FLANGE GASKET",8,"P15"]
[null,2815728,"O-RING CASING NO250-315-H4",339,"P15"]
[null,2815816,"MVi 25 BAR VITON MECH SEAL COMPLETE",222,"P15"]
[null,2815850,"0.75KW 4POLE 400V 3PH MOTOR 315 FLANGE",664,"P15"]
[null,2815884,"LS112 FAN COVER",148,"P15"]
[null,2815907,"A.T.B.FAN COWL-FRAME80",156,"P15"]
[null,2816997,"FCSC1 NON RETURN VALE TO SUIT D225/D250",23,"P15"]
[null,2818177,"111.12.050 10 BAR 1/4B GAUGE",56,"P15"]
[null,2818718,"TERMINAL HOLDER  12540",54,"P15"]
[null,2819337,"MICRO CONTROL BOARD  225/250D",1163,"P15"]
[null,2819604,"PUMP NO.2 ASSY - 60M Dual Pump Assembly",883,"P15"]
[null,4000687,"MOTOR SHIM MASCHINED H65-CARCASS160",116,"P15"]
[null,4001852,"MOTOR SHIM H28-CARCASS132",61,"P15"]
[null,4003242,"MECHANICAL SEAL BOTTOM NP65+80/315",3918,"P15"]
[null,4003250,"MECHANICAL SEAL BOTTOM",4958,"P15"]
[null,4005242,"IMPELLER TP65/F98/15-3",314,"P15"]
[null,4005358,"PUMP CASING NO100-315H2",4138,"P15"]
[null,4006155,"SHAFT D.14x282,5 316L",231,"P15"]
[null,4006179,"SHAFT D.14x672,7 316L",365,"P15"]
[null,4008553,"SCREW-PLASTITE/CBL-SZ-D4L20ZN",8,"P15"]
[null,4009070,"M5,5-4T40P55B3-132-SM-N38",2406,"P15"]
[null,4010742,"M2.2-2M523-PSC-4\"-254.629.2516.-FRANKLIN",1569,"P15"]
[null,4011733,"TRANSPORTSICHERUNG L/JRLA",10,"P15"]
[null,4014478,"SWITCH BOX CD12-12MF",272,"P15"]
[null,4015457,"SEAL-KIT-MHI-2-4-8",166,"P15"]
[null,4017905,"IMPELLER SHS1,1KW D.114-H10 PP/V4A",187,"P15"]
[null,4020204,"VENTILATEUR-QU180",123,"P15"]
[null,4020604,"VENT VALVE D.8 NR45SR",10,"P15"]
[null,2162646,"Key C 6X6X32 112 VP.",10,"P15"]
[null,2162698,"Pump housing D50/78/115x280 6/10 KIT",1319,"P15"]
[null,2163731,"Motor Stratos GIGA B 32/1-35/3,0 KIT",3482,"P15"]
[null,2163746,"Motor Stratos GIGA B 80/1-32/5,6 KIT",5588,"P15"]
[null,2164004,"O-RingID.315X6,3 VP.",108,"P15"]
[null,2164053,"Impeller 50/160-112/17 PPO FE1630 KIT",174,"P15"]
[null,2166010,"Diaphrem tank 8L TYP-DD 16BAR KIT",254,"P15"]
[null,2166017,"Blind flange DPG (37,5kW)VP.",2106,"P15"]
[null,2166316,"Exchange kit IPL30/85-0,18/2",983,"P15"]
[null,2166350,"Exchange kit IPL65/130-4/2",2077,"P15"]
[null,2166375,"Exchange kit IPL100/165-2,2/4",3292,"P15"]
[null,2166396,"Exchange kit IPL50/120-1,5/2-PG2",1468,"P15"]
[null,2166410,"Exchange kit IPL32/135-0,25/4-PG2",1027,"P15"]
[null,2167828,"Lantern Stratos GIGA B 32/1-32/2,6 KIT",1583,"P15"]
[null,2167850,"Lantern Stratos GIGA B 80/1-27/4,5 KIT",2491,"P15"]
[null,2168166,"Pump housing Stratos GIGA B 50-160 KIT",910,"P15"]
[null,2168269,"Module IP/DP-E32/135-1,1/2-IE2 ATB KIT",1539,"P15"]
[null,2168793,"IMPELLER SHC 8M3/H D129 PA6 INSERT VP.",123,"P15"]
[null,2168973,"Pump housing B40/160-PG165x104 16 KIT",1364,"P15"]
[null,2169007,"Shaft sleeve 40X32X88(NP)VP.",816,"P15"]
[null,2170792,"Motor Stratos GIGA-I/D 50/1-44/3,2 KIT",3173,"P15"]
[null,2174765,"Fan wheel BG160 ATB KIT",210,"P15"]
[null,2174807,"End shield BG132 D.E.ATB KIT",785,"P15"]
[null,2174914,"Support foot 80-165X270 Q235A KIT",183,"P15"]
[null,2174968,"Pump housing DP-E40/5 Viton KIT",1173,"P15"]
[null,2174987,"Housing cover/wear ring NLG250/360 KIT",3048,"P15"]
[null,2175638,"Module connecting cable 650mm VP.",20,"P15"]
[null,6060286,"pump shaft D.55x478 53.20650 1.4021",3050,"P15"]
[null,6060516,"pump shaft D.55x293 53.20652 1.4021",1245,"P15"]
[null,6060576,"pump shaft D.55x883 53.17289 1.4122",2355,"P15"]
[null,6060815,"discharge piece 50.18616 1x36/29+1x16 Gb",12056,"P15"]
[null,6060937,"shaft seal ring B30x47x7 Domsel Viton+A2",113,"P15"]
[null,6061187,"pump shaft D.65x1565 53.20751 1.4021",4432,"P15"]
[null,6061272,"spacer ring D.70/55x15 54.15019/1 1.4401",416,"P15"]
[null,6061350,"rotor D.102,3x516 4/24 4021/4462 g K",2967,"P15"]
[null,6061456,"Rep.Kit 3 HC20.1G Vit",1422,"P15"]
[null,6061600,"key 6x4x829 54.14309 A4",94,"P15"]
[null,6061648,"pump shaft D.90x1196 53.16081/3 1.4462",9979,"P15"]
[null,6061696,"guide casing 51.12578/3 9.0975 B 2recess",16487,"P15"]
[null,6061900,"cable support 51.20806 St37-2",1498,"P15"]
[null,6062067,"rotor D.353,3x1323 10/46 1.7225",34652,"P15"]
[null,6062395,"bearing bush NR608 \"A\"",9,"P15"]
[null,6062526,"stator T34-6/32 400/690 50Hz 3PTC140",12489,"P15"]
[null,6062601,"rotor D.133x2014 2/110 1.4462+g H2",25495,"P15"]
[null,6062664,"nut M27 DIN934 A5-70",113,"P15"]
[null,6062826,"Rep.Kit 1 SCPG200/310HA",236,"P15"]
[null,6062894,"Rep.Kit 1 SCPG250/250HA",194,"P15"]
[null,6063030,"rotor D.333x1545,1 6/62 1.7225",39790,"P15"]
[null,6063158,"top guide casing 6052053 9.0975 U 250/16",21567,"P15"]
[null,6063400,"stator FK202-4/17 230/460 60Hz 3Bi110",2772,"P15"]
[null,6063626,"impeller-E D.145 52.17920/1 GGG",711,"P15"]
[null,6063659,"impeller FA15.77T-410 GGG SVA",4423,"P15"]
[null,6063703,"impeller FA15.77T-310 GGG SVA",4423,"P15"]
[null,6063762,"impeller FA15.95T/20.54T-270 GG SVA",4423,"P15"]
[null,6063915,"Rep.Kit 1 SCP80/340HA",149,"P15"]
[null,6063929,"impeller  TWI 010.160 \"A\"",657,"P15"]
[null,6064191,"impeller FA25.93T/30.93T-370 GG SVA",8324,"P15"]
[null,6064229,"suction piece 51.6732/14 Gbz 1Aussp.",28835,"P15"]
[null,6064322,"rotor D.333x1545,1 6/59 1.7225",39790,"P15"]
[null,6064457,"blind flange DN125 PE 80/100",154,"P15"]
[null,6064511,"pump housing Q100 6050500 GG",1681,"P15"]
[null,6064824,"handlePE-HD",64,"P15"]
[null,6064961,"cable trumpet  16360 15m NSSHC 3x70+3x35",8636,"P15"]
[null,6065153,"cable trumpet 42T 20m  2* AWG14",1486,"P15"]
[null,6065174,"pump housing V06x62x A KIT",803,"P15"]
[null,6065423,"COUPLING-RUBBERS-TYPE 140-KIT",81,"P15"]
[null,6065560,"cable trumpet 75T 10m NSS 3x70/35C KIT",4447,"P15"]
[null,6065880,"bearing bush TWI 010.215 \"A\"",30,"P15"]
[null,6065996,"cable trumpet 42T 45m NSS 2x1,5 KIT",862,"P15"]
[null,6066368,"bearing 6209 Z C3",96,"P15"]
[null,6066535,"impeller-H D.184 54.9490 korr173 9.0975",2190,"P15"]
[null,6066618,"cable 20m H07 6G1  1,1-5,0kW VP.",491,"P15"]
[null,6066698,"V-Bund SF D.110 SDR17 long PE-HD",285,"P15"]
[null,6067029,"cable protection D500-3+U156 4x1x70 A4",1007,"P15"]
[null,6067071,"pump shaft D.60x308 53.15017/1 1.4021",4452,"P15"]
[null,6067410,"sealing casing P/S13.2 D.205 GG XB KIT",517,"P15"]
[null,6067579,"rotor 13.1/.M-8/EAD1X2-T VP.",379,"P15"]
[null,6067698,"propeller TR25/23°/033.01.001 A4+C2/C1",2189,"P15"]
[null,6067763,"rotor D.353,3X1545,1 10/58 1.7225",34890,"P15"]
[null,6068135,"stator U92-2/60 Gbz V 575/60 D PE2",23607,"P15"]
[null,6068231,"end sleeve D.100/80 6051131 1.4401",1880,"P15"]
[null,6068528,"coupling TWI 6.18 \"A\"  NU 5+6\"",210,"P15"]
[null,6068774,"motor DM50-2.xx-4/24-Ex90 KIT",15978,"P15"]
[null,6068997,"cable trumpet 60T 35m NSS 4x2,5 C KIT",6334,"P15"]
[null,6069476,"discharge piece 50.18617 2x36 Gbz",10361,"P15"]
[null,6069758,"impeller-H D.380 52.9721 korr331 Gbz",13080,"P15"]
[null,6070003,"neck ring D.280x33 54.10642 1.4401",1422,"P15"]
[null,6070156,"pin retrain M10-20-26/95 A4(10Stück) VP.",113,"P15"]
[null,6070202,"rotor D.158x1564 4+6/65 1.4462+g H2",21063,"P15"]
[null,6070463,"stator-unit PG13.-2/8 1~ KIT",1748,"P15"]
[null,6070648,"Rep.Kit 3 BG2xx/BG3xx",3316,"P15"]
[null,6070686,"pump housing Cut GE03.2x GG KIT",603,"P15"]
[null,6071103,"coupling S 54.15098/1 1.4404",798,"P15"]
[null,6071745,"impeller cpl. RexaLift L/22 KIT",611,"P15"]
[null,6072162,"Rep.Kit 3 FKT50.1 G",7991,"P15"]
[null,6072173,"stator-unit PG13.-4/16 3~ KIT",1748,"P15"]
[null,6072398,"MCP 400V 6,3-10A-T4-H-ROT-CEE32-5PS VP.",661,"P15"]
[null,6072561,"cable 20m H07 4G1,5/coupling VP.",412,"P15"]
[null,6072859,"minicontrol D2.0  5,5kW",4005,"P15"]
[null,6073609,"stator NU160-4/60 Gbz",57369,"P15"]
[null,6074138,"NRV housing G5\" 1.4408 VP.",1441,"P15"]
[null,6074352,"stator T20-4/30 400/690 50Hz  3+3BI",4432,"P15"]
[null,6074598,"seal ring-profile 10696/1 CR VP.",178,"P15"]
[null,6075102,"sluice flat valve DN250 PN10 epoxy",3122,"P15"]
[null,6075176,"stator TE20-4/12 400 50Hz 3PTC140°C",2643,"P15"]
[null,6075641,"Perbunaneinl. f. S-Abd. 2.700.00 Beton",644,"P15"]
[null,6075794,"rotor HC/T20.1 4/22 1.4021 G VP.",2031,"P15"]
[null,6076000,"rotor HC20.1 2/17 1.4021 K VP.",2170,"P15"]
[null,6076021,"rotor HC/T20.1 4/27 4021/4462 g K VP.",5526,"P15"]
[null,6076049,"planetary stage i=3,88 KIT",1937,"P15"]
[null,6076294,"pump shaft VDP 2034",2257,"P15"]
[null,6076346,"o-ring ID.430,0x5,0 NBR70 VP.",57,"P15"]
[null,6076381,"washer 17 DIN7349 A4 (4pc)",13,"P15"]
[null,6076672,"valve seat K8.50/.70 1.4408 VP.",194,"P15"]
[null,6076740,"Assembly sleeve for deflection ring",194,"P15"]
[null,6076818,"screw M16x55 DIN939 A4-70 (10pc)",64,"P15"]
[null,6076919,"impeller FA08.64G-234 GGG SVA",1820,"P15"]
[null,6076991,"Rotor T24-4/29 1.4021 VP.",3149,"P15"]
[null,6077505,"Rotor T24-4/21 E3 1.4021/4462 VP.",5320,"P15"]
[null,6077839,"neck ring D.235x27 54.10990 1.4308 VP.",663,"P15"]
[null,6077875,"Stator T17-2/22 400/690 50Hz VP.",2607,"P15"]
[null,6078121,"Stator T17-4/12 400 50Hz PTC VP.",1776,"P15"]
[null,6078137,"Stator T17-6/12 400/690 Ex VP.",1776,"P15"]
[null,6078164,"ball bearing 6206 DDU C3 VP.",13,"P15"]
[null,6078289,"M132-6T40P55B3-315 GREEN",47405,"P15"]
[null,6078338,"rotor T17-2/15K 1.4021 KIT",872,"P15"]
[null,6191181,"pipe SDR11 D.20x1,9 PE-HD",16,"P15"]
[null,8311001316,"BLK USE 8077867",283,"P15"]
[null,2094443,"MODULE STRATOS 25/1-6 SW5.01 KIT",1240,"P15"]
[null,6037360,"slide segment 54.12482 (6St) 1.4027 KIT",669,"P15"]
[null,7000394,"Comfort PU135/235 Universal Spare Pump",432,"P15"]
[null,2098076,"PUMP HOUSING STRATOS-Z40/1-8 GG KIT",164,"P15"]
[null,2220885,"HMI-unit standard KIT",355,"P15"]
[null,4026344,"STAGE MVI/MHI8M3 1.4404 KIT",245,"P15"]
[null,4027190,"COUPLING-EQUIPEMENT-14x24 KIT",57,"P15"]
[null,4028150,"LOXEAL-5811-GLUE-TIGHTNESS - 250 ML",4,"P15"]
[null,4032014,"PUMP-SEAL-KIT-TS",333,"P15"]
[null,4037162,"MULTIPRESS SILENT MASTER LAST STAGE KIT",78,"P15"]
[null,4043166,"STAGE-KIT-MVI16-304",284,"P15"]
[null,4045341,"RS25/4 TERMINAL BOX KIT",94,"P15"]
[null,4046300,"COUPLING-RUBBERS-TYPE E95-(6 PIECES)",84,"P15"]
[null,4047519,"COUPLING WITH SPACER H95-D32D38 KIT-WILO",836,"P15"]
[null,4048664,"M.seal D.28(265,5)NP Standard KIT",1011,"P15"]
[null,4048689,"M.seal D.38(245,5)NP Special V KIT",1028,"P15"]
[null,4048708,"mechanical seal CARBO-CERA-EP-NPG100-125/",947,"P15"]
[null,4050662,"MVIS 400 STAGE KIT",210,"P15"]
[null,4052354,"HOUSING PIPE D.204X227,5 1.4404 KIT",314,"P15"]
[null,4052998,"CABLE + GLAND KIT",747,"P15"]
[null,4054371,"ADAPT-F-DP/DN65",277,"P15"]
[null,4056988,"IMPELLER D128-16M3-NORYL",42,"P15"]
[null,4058631,"HOUSING-PIPE-D152-VMI819-1.4301",157,"P15"]
[null,4060458,"STAGE-KIT-MVI 52",568,"P15"]
[null,4061737,"FAN-COVER-QU132S-TOLE",108,"P15"]
[null,4062629,"MECHANICAL SEAL KIT",525,"P15"]
[null,4065633,"MOT-VAR18,5-2T40P54V1-160L2-FF300-N42-VE",17607,"P15"]
[null,4067065,"M0,75-2T24P55B5-80F13-RU-A14X200-ADF",8259,"P15"]
[null,4069705,"COUPLING-1/2-NEUPEX-160-PART4-D65-L60",480,"P15"]
[null,4071835,"STANDARD CASING DISCHARGE TWI4-03 PUMP",424,"P15"]
[null,4080849,"CAPACITOR-75 MF",247,"P15"]
[null,4082962,"KIT-STAGE-MVI1M3 1.4301",64,"P15"]
[null,4084618,"FLAT-GASKET-BAB-MOT80/90",23,"P15"]
[null,4087697,"GUIDE VANE JETSON",51,"P15"]
[null,4088729,"VENTILATEUR MOTEUR LS 160 MP",324,"P15"]
[null,4090582,"TERMINAL BOX COVER 170X187 QU200-250",214,"P15"]
[null,4094828,"DRAIN KIT SILENT MASTER",106,"P15"]
[null,4095586,"COMPLETE-MOTOR-SILENT MASTER 304-EM",424,"P15"]
[null,4099086,"SEAL-KIT-MUH",101,"P15"]
[null,4101039,"REAR END SHIELD N.D.E. QS/Q2E132",298,"P15"]
[null,4101290,"END SHIELD FAN QSFC 90  Arcelik",64,"P15"]
[null,4106026,"IMPELLER D.69/134/17X11 PPO",179,"P15"]
[null,4106942,"TERMINAL BOX BOTTOM PART QU/Q2E180",123,"P15"]
[null,4110476,"CLAPET ANTI RETOUR DN80",3009,"P15"]
[null,4119569,"PUMP COUPLING",1115,"P15"]
[null,4119640,"BALL BEARING KIT  BECB 7314",3391,"P15"]
[null,4120895,"COUPLING WITHOUT SPACER KIT-B160-D32D65",1282,"P15"]
[null,4122243,"O RING 4X74",49,"P15"]
[null,4124970,"O-RING Ø8.9xØ2.7 EPDM KTW/WRC",10,"P15"]
[null,4131608,"STUD BOLT M12X150 KIT",76,"P15"]
[null,4142425,"BACK END SHIELD MOT B3 - SM 280 S2",1538,"P15"]
[null,4144582,"Wilo Connector SC1 VP.",30,"P15"]
[null,4144853,"MODULE MVIE7001-IE2-SIE KIT",3343,"P15"]
[null,4147115,"COUPLING-RUBBERS-TYPE E225-(8 PIECES)",219,"P15"]
[null,4150425,"STUD BOLT M16 Lg:578 KIT",224,"P15"]
[null,4157740,"BEARING STAGE HELIX 22 1.4307 KIT",522,"P15"]
[null,4158204,"CARTRIDGE HELIX22-36-52 O/V KIT",932,"P15"]
[null,4159700,"CARTRIDGE HELIX6-10-16 F/V KIT",766,"P15"]
[null,4159785,"STAGE-BEARING HELIX16 1.4404 KIT",380,"P15"]
[null,4161263,"INTERMEDIATE STAGE HELIX V36 1.4404 KIT",832,"P15"]
[null,4164724,"SHAFT EQUIPMENT HELIX V52 KIT",84,"P15"]
[null,4164755,"MODULE MVIE806-IE2-ATB KIT",4838,"P15"]
[null,4169943,"MO. 2,2/2/90 3~400/460V 50/60HZ IE3 VP.",1909,"P15"]
[null,4171322,"SHAFT EQUIPMENT HELIX V10 KIT",67,"P15"]
[null,4171327,"SEAL-KIT-HELIX6-10-16 O/E KIT",606,"P15"]
[null,4173549,"MECH-SEAL-KIT-CARBU-CARBU-EP-NPG125-150",5751,"P15"]
[null,4176158,"BACK BEARING KIT MHI-MP IE1SIMEL-T71 KIT",119,"P15"]
[null,4177812,"STUD BOLT M12X300KIT",103,"P15"]
[null,4177852,"STUD BOLT M12X788KIT",123,"P15"]
[null,4177872,"MECH.SEAL+CART. HELIX6-10-16 T/E KIT",1159,"P15"]
[null,4177924,"SHAFT D.16X330 1.4404 VP.",188,"P15"]
[null,4178177,"CABLE GLAND M63 WEG",36,"P15"]
[null,4178556,"DRIVE RING Ø12 MACH.VP.",51,"P15"]
[null,4178600,"COUPLING D.12XD.24 FT115  KIT",180,"P15"]
[null,4179234,"SHAFT D.12X783 1.4301 VP.",289,"P15"]
[null,4179282,"SHAFT D.12X458 1.4404 VP.",188,"P15"]
[null,4179317,"STAGE BEARING HELIX 2 1.4307 KIT",237,"P15"]
[null,4179514,"SHAFT D.12X858 1.4301 VP.",298,"P15"]
[null,4179549,"STAGE HELIX 2 1.4404 KIT",169,"P15"]
[null,4179590,"COUPLING 2 PARTS D.20XD.38XL115 VP.",398,"P15"]
[null,4179944,"STUD BOLT M16X900 KIT",210,"P15"]
[null,4179954,"STUD BOLT M16X1000 KIT",269,"P15"]
[null,4180018,"STUD BOLT M16X267 KIT",130,"P15"]
[null,4180850,"FAN Q2E160/2 QU/QS160/2+QU180/2 VP.",210,"P15"]
[null,4181150,"HOUSING PIPE D.204X797 1.4404 KIT",1001,"P15"]
[null,4181156,"STUD BOLT M16X233 KIT",130,"P15"]
[null,4181672,"SHAFT D.22X654 1.4057 VP.",410,"P15"]
[null,4181721,"HOUSING PIPE D.204X814 1.4404 KIT",1084,"P15"]
[null,4184548,"COMPLETE-MOTOR-MC305N-DM",618,"P15"]
[null,4184861,"MODULE HELIX-VE204-IE2-WE KIT",{"v":2749,"d":"2,749.00"},"P15"]
[null,4185693,"FAN WHEEL BG100 TEE VP.",{"v":130,"d":"130.00"},"P15"]
[null,4186179,"SHAFT D.22X234 1.4301 KIT",{"v":913,"d":"913.00"},"P15"]
[null,4186349,"SHAFT D.22X401 1.4057 VP.",{"v":245,"d":"245.00"},"P15"]
[null,4186433,"MODULE KIT BF 11KW MVIE-3203",{"v":7413,"d":"7,413.00"},"P15"]
[null,4186656,"MODULE FF 15KW MVIE3204 MOT ARC KIT",{"v":7690,"d":"7,690.00"},"P15"]
[null,4187164,"END SHIELD BG100 N.D.E.TEE VP.",{"v":240,"d":"240.00"},"P15"]
[null,4188813,"INJECTOR DIFFUSOR WJ 204 KIT",{"v":108,"d":"108.00"},"P15"]
[null,4189093,"DRIVE HELIX-VE5205-IE2-ARC KIT",{"v":19927,"d":"19,927.00"},"P15"]
[null,4190548,"COMPLETE-MOTOR-MHI406N 1,5KW-3~ RAL3000",{"v":634,"d":"634.00"},"P15"]
[null,4191477,"SWITCH BOX BC-BOOSTER-2- 1.6 to 2.5A VP.",{"v":2042,"d":"2,042.00"},"P15"]
[null,4192786,"TERMINAL BOARD 112601 VP.",{"v":169,"d":"169.00"},"P15"]
[null,4193866,"1st STAGE TWI-5-500 KIT",{"v":113,"d":"113.00"},"P15"]
[null,4193867,"OTHERS STAGES TWI-5-500 KIT",{"v":128,"d":"128.00"},"P15"]
[null,4194734,"HYDRAULIC CPL.MVI3212-8'' 1.4301 KIT",6092,"P15"]
[null,4237452,"HYD CPL.HELIX V211-S-1,4307 KIT",1409,"P15"]
[null,6030438,"flange EMU/Flygt 100/100 GG KIT",569,"P15"]
[null,7000503,"W-CTRL Programmed 2551433 SCE-B-2x4A FC",7334,"P15"]
[null,2006892,"VESSEL CPL.FH32/06 NR.11706",1130,"P15"]
[null,2008024,"CR-EP ANTI-INTERFERENCE BOARD(3 x 0,68µF",327,"P15"]
[null,2010310,"INSOLATION 40/10 KIT",70,"P15"]
[null,2010317,"BRACKET F.INSOLATION (4 PIECES)",4,"P15"]
[null,2014110,"PIPE WORK FUSE/POWER PACK CR 1,5M",40,"P15"]
[null,2015178,"O-RING ID.400X6A",67,"P15"]
[null,2016519,"PUMP HOUSING IPL50/160/IP-E50/5 KIT",549,"P15"]
[null,2017943,"INSOLATION 30/7 KIT",64,"P15"]
[null,2018356,"ROTOR-SHAFT 52A MVIS8 VP.",714,"P15"]
[null,2018438,"HOUSING PIPE D.152X503 1.4404 KIT",222,"P15"]
[null,2018576,"STUD BOLT M12X377 KIT",103,"P15"]
[null,2018819,"SXM32-80-DEM",53,"P15"]
[null,2019240,"O-RING ID.179,3X5,7E Kolmeks",42,"P15"]
[null,2019250,"DIFFERENT.PRESS.INDICATOR IP-E40/5-28KIT",866,"P15"]
[null,2019311,"STATOR-UNIT TOP-ED80 1100W PN6 KIT",2284,"P15"]
[null,2019457,"PUMP HOUSING I50/160/170X340 16 M10 CPL.",390,"P15"]
[null,2019463,"PUMP HOUSING DPL32/160 PN16 CPL.",390,"P15"]
[null,2019493,"ASSEMBLY MODUL E25/30/1-5 +VP.",245,"P15"]
[null,2019531,"PUMP HOUSING D50/87 PN6/10 KIT",935,"P15"]
[null,2019532,"IMPELLER D.33/78/15 KIT",52,"P15"]
[null,2019533,"IMPELLER D.45/70/15 KIT",81,"P15"]
[null,2019534,"IMPELLER D.33/95/15 KIT",54,"P15"]
[null,2019535,"IMPELLER D.45/82/15 KIT",56,"P15"]
[null,2019581,"MODULE MVIS GR52",193,"P15"]
[null,2019600,"EXCHANGE SET IPL32/110-0,25/4",995,"P15"]
[null,2019601,"EXCHANGE SET IPL32/160-0,25/4",1028,"P15"]
[null,2019602,"IMPELLER D.45/114/17X3 PPO KIT",169,"P15"]
[null,2019615,"PUMP HOUSING DPL32/160 PN16 KIT",735,"P15"]
[null,2019617,"PUMP HOUSING DPL40/160 PN16 KIT",1220,"P15"]
[null,2019618,"MACERATOR (KH32) KIT",49,"P15"]
[null,2019622,"IMMPELLER/SPIRAL CASING(KH32,TMPG32.1)KIT",47,"P15"]
[null,2019642,"BEARING TPG100E 4KW AS.KIT",232,"P15"]
[null,2019660,"ROTOR 52 RPA.80LG.MVISE206/406CPL.SLEEVE",517,"P15"]
[null,2019661,"ROTOR 52 RPA.80LG.MVISE404 CPL.VA-SLEEVE",420,"P15"]
[null,2019662,"ROTOR 52A RPA.110LG.MVISE210/410CPL.SLEE",622,"P15"]
[null,2019663,"ROTOR 52 RPA.80LG.MVISE803 CPL.VA-SLEEVE",420,"P15"]
[null,2019664,"ROTOR 52A RPA.110LG.MVISE806CPL.VA-SLEEV",615,"P15"]
[null,2019670,"BEARING TPG100E 8KW AS.KIT",257,"P15"]
[null,2019684,"PUMP FOOT PAD (KH32/TMPG32)",16,"P15"]
[null,2019695,"PUMP CONNECTION(KH32,TMPG32)KIT",70,"P15"]
[null,2019742,"BEARING SUPPORT FBS10 1~230 KIT",286,"P15"]
[null,2019744,"BEARING SUPPORT FBS15/20 1~230 KIT",286,"P15"]
[null,2019746,"IMPELLER FBS25 KIT",254,"P15"]
[null,2019747,"IMPELLER FBS20 KIT",198,"P15"]
[null,2019748,"IMPELLER FBS15 KIT",191,"P15"]
[null,2019749,"IMPELLER FBS10 KIT",191,"P15"]
[null,2019771,"O-RING (KH32,TMPG32) 60013",8,"P15"]
[null,2019774,"O-RING (KH32,TMPG32) 60424",16,"P15"]
[null,2019781,"PUMP HOUSING DPL65/115 PN16 KIT",1139,"P15"]
[null,2019853,"MECHANICAL SEAL TPG100E>4KW(FROM10/97)KIT",1173,"P15"]
[null,2019918,"SCREW M10x25 DIN912 A2",10,"P15"]
[null,2019919,"SCREW M8x25 DIN7991 A2",10,"P15"]
[null,2019920,"SCREW M12x1,5 DIN908 A2",42,"P15"]
[null,2019921,"STUD BOLT M8x12 DIN913 A2",10,"P15"]
[null,2019923,"CIRCLIP B8 DIN127 A2",10,"P15"]
[null,2019924,"SPRING RI. 6 DIN7980 A2",10,"P15"]
[null,2019925,"SPRING RI. 10 DIN7980 A2",10,"P15"]
[null,2019927,"CIRCLIP 25x1,2 DIN471 1.4122",10,"P15"]
[null,2019930,"BALL BEARING 3206 2RS CO",151,"P15"]
[null,2019932,"O-RING ID.50X3 NBR70",16,"P15"]
[null,2019933,"O-RING ID.80x3 NBR70",5,"P15"]
[null,2019934,"O-RING ID.130x3 NBR70",10,"P15"]
[null,2019935,"O-RING ID.144,5x3 NBR70",10,"P15"]
[null,2019936,"O-RING ID.150x3 NBR70",16,"P15"]
[null,2019937,"O-RING ID.164x3 NBR70",16,"P15"]
[null,2019938,"O-RING ID.179x3 NBR70",16,"P15"]
[null,2019939,"O-RING ID.185x3 NBR70",21,"P15"]
[null,2019940,"O-RING ID.200x3 NBR70",20,"P15"]
[null,2019941,"SHIM KAS42A",10,"P15"]
[null,2019942,"SHIM KAS47A",10,"P15"]
[null,2019946,"STATOR UNIT TPS40S128/13EM 505450",1397,"P15"]
[null,2019951,"MECH.SEAL TPG40S MOTOR-SEITE 165360",631,"P15"]
[null,2019952,"MECH.SEAL TPG40S PUMPE-SEITE 165182",489,"P15"]
[null,2019955,"PUMP HOUSING TPG40S120-128-135 505687",634,"P15"]
[null,2019957,"IMPELLER TPG40S120/11 504014",441,"P15"]
[null,2019958,"IMPELLER TPG40S128/13 504015",441,"P15"]
[null,2019959,"IMPELLER TPG40S135/15 504016",441,"P15"]
[null,2019961,"IMPELLER TPG40S160/26 504012",501,"P15"]
[null,2019962,"IMPELLER TPG40S164/28 504013",501,"P15"]
[null,2019963,"CUTTING MECHANISM TPG40S 504011",559,"P15"]
[null,2019969,"END SHIELD TPG40S120-128-135 505675",365,"P15"]
[null,2019972,"HOUSING TPG40S120 505685",391,"P15"]
[null,2019973,"HOUSING TPG40S154-160-164 505686",412,"P15"]
[null,2019974,"MESSER TPG40S 504010",949,"P15"]
[null,2019975,"HOUSING COVER TPG40S120-128-135 505689",327,"P15"]
[null,2019976,"HOUSING COVER TPG40S154-160-164 505690",386,"P15"]
[null,2019977,"WASHER TPG40S 165491",98,"P15"]
[null,2019978,"CLAMPING RING TPG40S 165409",40,"P15"]
[null,2019988,"TERMINAL BOX TPG40S-EM (ORPU)",982,"P15"]
[null,2020301,"SCREW PLUG WJ201-401 1/4\" KIT",23,"P15"]
[null,2020307,"TERMINAL BOX WJ201-401 1~230 FROM7/97KIT",76,"P15"]
[null,2020309,"COVER GH.WJ201/301/401EM 7105295 AB7/97",36,"P15"]
[null,2020310,"SCREW KKD.WJ201-401 0290241 AB7/97",10,"P15"]
[null,2020312,"HANDLE WJ201-401 FROM7/97 KIT",169,"P15"]
[null,2020316,"PUMP HOUSING WJ 301/401 FROM7/97 KIT",393,"P15"]
[null,2020320,"O-RING WJ 301/401 1310517 AB9/97",10,"P15"]
[null,2020324,"FAN HOUSING WJ301/401 7105670 FROM7/97",76,"P15"]
[null,2020325,"VENTURI-PIPE WJ301/401 FROM 7/97 KIT",75,"P15"]
[null,2020327,"IMPELLER WJ301/401 7105509",86,"P15"]
[null,2020363,"PRESSURE HOSE HWJ201/301 7105170 AB7/97",81,"P15"]
[null,2020364,"PRESSURE HOSE HWJ 301/401 (60L) 7105171",81,"P15"]
[null,2020365,"TANK CPL.HWJ201/301 7105322",324,"P15"]
[null,2020366,"TANK CPL.HWJ 301(60L)/401  7105323",603,"P15"]
[null,2020367,"CABLE HWJ201/301/401EM 7104230 AB7/97",64,"P15"]
[null,2020370,"O-RING WJ301/401 1310237 FROM7/97",10,"P15"]
[null,2020371,"PRESSURE CONTROL HWJ301/401 1~230 KIT",180,"P15"]
[null,2020372,"PRESSURE CONTROL HWJ301/401 3~400 KIT",154,"P15"]
[null,2020373,"PRESSURE GAUGE HWJ201-401 7104982 AB7/97",36,"P15"]
[null,2020374,"DIAPHRAGM F.TANK HWJ301(60L)/401 7102904",285,"P15"]
[null,2020375,"GASKET F.DSL.HWJ201-401 7250954 AB7/97",16,"P15"]
[null,2020399,"KEY B6X6X22 DIN6885",10,"P15"]
[null,2020409,"PIPE WORK GUIDE TWU407 FROM7/97 KIT",33,"P15"]
[null,2020416,"CIRCLIP TWU204/305 FROM7/97 KIT",67,"P15"]
[null,2020417,"CIRCLIP TWU407 FROM7/97 KIT",64,"P15"]
[null,2020418,"SWITCH BOX TWU5-204 EM 7105697 AB7/97",457,"P15"]
[null,2020424,"CLAMPING RING TWU/TWU5-SE 7103405",23,"P15"]
[null,2020436,"MODULE TOP-E40/1-10 IR.",1718,"P15"]
[null,2020450,"PUMP HOUSING I100/120 PN6 KIT",457,"P15"]
[null,2020544,"COUPLING-ENS. GR.180 (8X) +VP.",103,"P15"]
[null,2020573,"END SHIELD MO.0,55/0,75/4 D.E.KIT",578,"P15"]
[null,2022277,"ASSEMBLED PCB VR EBM/ESM 1-4/WM",316,"P15"]
[null,2022530,"IF-Module LON",529,"P15"]
[null,2027641,"PRESSURE TUBE ID.42 PN6 SYN.3M CPL.",186,"P15"]
[null,2027642,"PRESSURE TUBE ID.42 PN6 SYN.5M CPL.",230,"P15"]
[null,2027643,"PRESSURE TUBE ID.42 PN6 SYN.15M CPL.",484,"P15"]
[null,2027644,"PRESSURE TUBE ID.60 PN6 SYN.3M CPL.",501,"P15"]
[null,2027646,"PRESSURE TUBE ID.60 PN6 SYN.15M CPL.",1505,"P15"]
[null,2028692,"PRESSURE GAUGE NG63-PN16-G1/4 VP.",79,"P15"]
[null,2029039,"PEDESTRAL DN80 DRF.CPL.GG25",1224,"P15"]
[null,2033535,"PRESSURE GAUGE NG63 R1/4\" HI.0-10BAR VP.",32,"P15"]
[null,2046592,"HOSE D10x2 PN3 PVC TRANSPARENT L=25M",214,"P15"]
[null,2049279,"BLANK FLANGE GR.53/63 KIT",480,"P15"]
[null,2049280,"Blank flange GR.23 KIT",314,"P15"]
[null,2049991,"Blank flange GR.33 KIT",187,"P15"]
[null,2049992,"Blank flange GR.43 KIT",199,"P15"]
[null,2050436,"RUBBER-PLUG WITH SWITCH 5M CABLE",156,"P15"]
[null,2057400,"BEND F.MTS40+MTS40/27 1,5KW",124,"P15"]
[null,2085472,"Adapter A80-10 KIT",372,"P15"]
[null,2094641,"Blank flange GR.72 KIT",285,"P15"]
[null,2095967,"Indicator direction of rotation 5Part",156,"P15"]
[null,2101157,"FLANGE DN65X135 PN16 CPL.F41",726,"P15"]
[null,2104479,"DPS20-1(0-10V) KIT-ungültig",987,"P15"]
[null,2104480,"DPS20-2(0-10V) KIT-ungültig",987,"P15"]
[null,2104481,"DPS20-3(0-10V) KIT",987,"P15"]
[null,2104482,"DPS20-4(0-10V) KIT-ungültig",987,"P15"]
[null,2104483,"DPS20-5(0-10V) KIT",987,"P15"]
[null,2104484,"DPS20-6(0-10V) KIT",987,"P15"]
[null,2104485,"DPS40-1(0-10V) KIT-ungültig",987,"P15"]
[null,2104486,"DPS40-2(0-10V) KIT-ungültig",977,"P15"]
[null,2104487,"DPS40-3(0-10V) KIT",987,"P15"]
[null,2104488,"DPS40-4(0-10V) KIT",987,"P15"]
[null,2104489,"DPS40-5(0-10V) KIT",985,"P15"]
[null,2104490,"DPS40-6(0-10V) KIT-ungültig",987,"P15"]
[null,2104491,"DPS60-1(0-10V) KIT",989,"P15"]
[null,2104492,"DPS100-1(0-10V) KIT",987,"P15"]
[null,2105578,"COUNTER FLANGE KIT DN40 PN6",78,"P15"]
[null,2116734,"DPS20-7(0-10V) KIT-ungültig",987,"P15"]
[null,2116735,"DPS60-2(0-10V) KIT-ungültig",947,"P15"]
[null,2120445,"SWITCH BOX SK622N",397,"P15"]
[null,2123372,"Insulation DN40-34 KIT",56,"P15"]
[null,2123378,"Insulation DN65-44 KIT",78,"P15"]
[null,2123558,"DPS20-8(0-10V) KIT-ungültig",947,"P15"]
[null,2123559,"DPS40-7(0-10V) KIT-ungültig",987,"P15"]
[null,2123560,"DPS60-3(0-10V) KIT-ungültig",947,"P15"]
[null,2137267,"DPS20-10(0-10V) KIT",987,"P15"]
[null,2137268,"DPS20-11(0-10V) KIT",987,"P15"]
[null,2137269,"DPS20-12(0-10V) KIT",987,"P15"]
[null,2137270,"DPS40-9(0-10V) KIT",987,"P15"]
[null,2137271,"DPS40-10(0-10V) KIT-ungültig",987,"P15"]
[null,2137272,"DPS40-11(0-10V) KIT",987,"P15"]
[null,2137273,"DPS60-5(0-10V) KIT-ungültig",987,"P15"]
[null,2137274,"DPS60-6(0-10V) KIT",947,"P15"]
[null,2137275,"DPS100-2(0-10V) KIT-ungültig",947,"P15"]
[null,2137276,"DPS100-3(0-10V) KIT",987,"P15"]
[null,2162543,"DPS40-12(0-10V) KIT",987,"P15"]
[null,2162544,"DPS20-13(0-10V)KIT",987,"P15"]
[null,2197102,"Wilo-Smart IF-Module",412,"P15"]
[null,2502004,"MINI-SCHW.-SCH. R3/8 5M",125,"P15"]
[null,2547569,"MINI-SCHW.-SCH. R3/8 10M",125,"P15"]
[null,6396,"M1,1-2M23P55V18-80F10-NU-N19",1098,"P15"]
[null,6492,"MOTOR 0,75-2T24P55B5-80F13-RU-A14X200",188,"P15"]
[null,6495,"MOTOR 2,2-2T24P55B5-90F13-RU-A18X237",2116,"P15"]
[null,6499,"MOTOR 1,1-4T24P55B5-90F13-RU-A18X237",{"v":1937,"d":"1,937.00"},"P15"]
[null,6560,"MOTOR 4-2T24P55B5-112F21-RU-A18X247",{"v":3855,"d":"3,855.00"},"P15"]
[null,7002,"motor B14 0,37KW/2/DM/71/105 EMG",{"v":1351,"d":"1,351.00"},"P15"]
[null,7003,"C3H45-180",{"v":1543,"d":"1,543.00"},"P15"]
[null,19389,"DISCHARGE-KIT-SUBSON 20-30",{"v":107,"d":"107.00"},"P15"]
[null,20937,"CAPACITOR-12MF-450V-RPC2",{"v":96,"d":"96.00"},"P15"]
[null,21158,"FAN-COVER-KIT-MOTOR-HOUSING-80",{"v":130,"d":"130.00"},"P15"]
[null,21160,"FAN-COVER-KIT-MOTOR-HOUSING-100",{"v":209,"d":"209.00"},"P15"]
[null,21308,"DISCHARGE-KIT-SUBSON 10",{"v":86,"d":"86.00"},"P15"]
[null,55312,"CIRCLIP-FOR-BORES-D72x2.5",{"v":16,"d":"16.00"},"P15"]
[null,56049,"NUT-H-M10-STEEL",{"v":10,"d":"10.00"},"P15"]
[null,56052,"NUT-H-M12-STEEL-ZN-ISO4032-cl8",{"v":10,"d":"10.00"},"P15"]
[null,56057,"NUT-H-M16-STEEL-DIN934",{"v":10,"d":"10.00"},"P15"]
[null,57819,"O-RING ID.85,32x3,53",{"v":10,"d":"10.00"},"P15"]
[null,57912,"O-RING-104,37X3,53-PB701",{"v":10,"d":"10.00"},"P15"]
[null,57982,"CIRCLIPS 110x4 DIN472",{"v":10,"d":"10.00"},"P15"]
[null,58665,"O-RING ID.164,7X3,53 EP851 83SHORE",{"v":12,"d":"12.00"},"P15"]
[null,58679,"CIRCLIP-FOR-BORES-D140x4",{"v":10,"d":"10.00"},"P15"]
[null,59248,"O-RING-I-3X56D-EXT-DF801",{"v":61,"d":"61.00"},"P15"]
[null,59319,"O-RING-I-3X56D-EXT-EP851",{"v":50,"d":"50.00"},"P15"]
[null,59375,"BAG 8 BS.-Screws M16X60-ZN",{"v":57,"d":"57.00"},"P15"]
[null,61233,"O-RING-I-2X20D-INT-EP851",{"v":4,"d":"4.00"},"P15"]
[null,61477,"SCREW M16 L60x38-ZINGUE",{"v":10,"d":"10.00"},"P15"]
[null,61701,"DISC 16MOY.NOMEL",{"v":10,"d":"10.00"},"P15"]
[null,61877,"JACK NUT HM8X1,25 CLASS8 ISO7042 ZINC",{"v":3,"d":"3.00"},"P15"]
[null,61878,"NUT-HEWI12x175-ZINCED",{"v":12,"d":"12.00"},"P15"]
[null,61879,"NUT-HEWI16X2-ZINCED",{"v":4,"d":"4.00"},"P15"]
[null,61882,"CIRCLIP-FOR-SHAFT-D50x2-DIN471",{"v":10,"d":"10.00"},"P15"]
[null,62003,"THROWER-B2-65-315",{"v":106,"d":"106.00"},"P15"]
[null,62007,"COVER-65-200-B1-CAST-IRON",{"v":254,"d":"254.00"},"P15"]
[null,62292,"NUT IMPELLER 619687 Flowserve",{"v":318,"d":"318.00"},"P15"]
[null,62343,"NUT-NYLSTOP",{"v":294,"d":"294.00"},"P15"]
[null,62799,"SPRING-WASHER-N6302",{"v":13,"d":"13.00"},"P15"]
[null,63039,"IMPELLER-NUT-50MH24-STEEL",{"v":41,"d":"41.00"},"P15"]
[null,63237,"O-RING-I-72x3",{"v":3,"d":"3.00"},"P15"]
[null,63238,"O-RING-R-4-4,9X1,9-EP851",{"v":4,"d":"4.00"},"P15"]
[null,63275,"GASKET-I-20X24X2-VITON",{"v":16,"d":"16.00"},"P15"]
[null,63286,"SCREW-SP/D-ASSEMB-ACC-H140",{"v":3,"d":"3.00"},"P15"]
[null,63317,"SPACER-COUPLING-H140-L140",{"v":1149,"d":"1,149.00"},"P15"]
[null,63319,"SPACER COUPLING N-EUPEX H140 S3:180",{"v":894,"d":"894.00"},"P15"]
[null,63428,"CIRCLIP-FOR-SHAFT-D60x2",{"v":10,"d":"10.00"},"P15"]
[null,63531,"CIRCLIP-FOR-BORES-D35X1.5",{"v":5,"d":"5.00"},"P15"]
[null,63537,"O-RING-R-1.9X4.9-7DF1438",{"v":5,"d":"5.00"},"P15"]
[null,63650,"NUT-HEWI12X125 8 A2A",{"v":5,"d":"5.00"},"P15"]
[null,63699,"SCREW M12x50x30",{"v":10,"d":"10.00"},"P15"]
[null,63794,"CIRCLIP-FOR-SHAFT-D35x1.5",{"v":10,"d":"10.00"},"P15"]
[null,63888,"DISCARDING-DEVICE-2A6B",{"v":1421,"d":"1,421.00"},"P15"]
[null,64659,"CONTACT-WASHER-12ETR-12,4x24,25x1,6-STEE",{"v":10,"d":"10.00"},"P15"]
[null,64954,"CIRCLIP-D17X1-CU-BE",{"v":10,"d":"10.00"},"P15"]
[null,64977,"O-RING-3,53X117,07-EP851",{"v":8,"d":"8.00"},"P15"]
[null,64996,"CURVED SPRING WASHER-6309",{"v":10,"d":"10.00"},"P15"]
[null,64998,"BALL-BEARING-6309-ZZ-C3",{"v":224,"d":"224.00"},"P15"]
[null,65035,"GASKET-R-30-43,82X5,33-EP-KTW/WRC",{"v":13,"d":"13.00"},"P15"]
[null,65036,"O-RING-I-2X142INT-NITRILE-KTW/WRC",{"v":10,"d":"10.00"},"P15"]
[null,65039,"O-RING-1,78X120,37INT-KTW/WRC",{"v":10,"d":"10.00"},"P15"]
[null,65066,"VALVE-KIT-JRL-DN40",{"v":22,"d":"22.00"},"P15"]
[null,65886,"STARTING-BOX-\"MP\"16MF-50HZ-230V",{"v":1055,"d":"1,055.00"},"P15"]
[null,65894,"REDUCING-PART PG13/11 MHE",{"v":78,"d":"78.00"},"P15"]
[null,65958,"SPRING-WASHER-N6201/6002",{"v":10,"d":"10.00"},"P15"]
[null,66029,"FLOAT-SWITCH-VC40/GV50",{"v":333,"d":"333.00"},"P15"]
[null,66058,"O'RING-1,78X120,3INT-NITRIL",{"v":10,"d":"10.00"},"P15"]
[null,81267,"U40NEC79-13-002",{"v":1430,"d":"1,430.00"},"P15"]
[null,82454,"SPARE-MECHANICAL-SEAL-KIT-18ROT43",{"v":508,"d":"508.00"},"P15"]
[null,82455,"SPARE-MECHANICAL-SEAL-KIT-28ROT43",{"v":555,"d":"555.00"},"P15"]
[null,82456,"SPARE-MECHANICAL-SEAL-KIT-45ROT43",{"v":1388,"d":"1,388.00"},"P15"]
[null,83073,"REMPLACEE PAR 4014791",{"v":1209,"d":"1,209.00"},"P15"]
[null,83184,"MECHANICAL-SEAL-KIT-CYCLAM-D12",{"v":259,"d":"259.00"},"P15"]
[null,2000046,"COLOUR WILO-GREEN 93 ACRYL 1KG",{"v":113,"d":"113.00"},"P15"]
[null,2000047,"SPRAY CAN WILO-GREEN NEW",{"v":103,"d":"103.00"},"P15"]
[null,2000058,"SWITCH BOX FH80-0,7 EM 19070062(AB2/88)",{"v":1623,"d":"1,623.00"},"P15"]
[null,2000175,"FLAT GASKET D.12,5/18X2,4EP906 TDS",{"v":5,"d":"5.00"},"P15"]
[null,2000525,"IMPELLER D.48/96/20 KIT",{"v":67,"d":"67.00"},"P15"]
[null,2000527,"IMPELLER D.56/86,5/20 KIT",{"v":96,"d":"96.00"},"P15"]
[null,2000529,"IMPELLER D.70/108/25 KIT",{"v":91,"d":"91.00"},"P15"]
[null,2000530,"IMPELLER D.70/85/20 KIT",{"v":113,"d":"113.00"},"P15"]
[null,2000531,"IMPELLER D.80/99/25 KIT",{"v":96,"d":"96.00"},"P15"]
[null,2001429,"O-RING ID.98,02X3,53 ISO3601B 70Sh",{"v":12,"d":"12.00"},"P15"]
[null,2001596,"PUMP HOUSING I50/92 PN6/10 KIT",{"v":302,"d":"302.00"},"P15"]
[null,2001598,"PUMP HOUSING TOP65/7 PN10 KIT",{"v":365,"d":"365.00"},"P15"]
[null,2001599,"PUMP HOUSING I80/120 PN6 KIT",{"v":412,"d":"412.00"},"P15"]
[null,2001600,"PUMP HOUSING I80/120 PN10 KIT",{"v":514,"d":"514.00"},"P15"]
[null,2001626,"PUMP HOUSING I65/120 6/10 KIT",{"v":430,"d":"430.00"},"P15"]
[null,2001731,"SPEED SELECTOR PLUG 400V",{"v":94,"d":"94.00"},"P15"]
[null,2001835,"PUMP HOUSING D80/120 PN10 KIT",{"v":1250,"d":"1,250.00"},"P15"]
[null,2002045,"TERMINAL BOARD cpl.BG56-132 078290 ATB",{"v":47,"d":"47.00"},"P15"]
[null,2002513,"STUD BOLT MHE306 PSA.KIT",{"v":40,"d":"40.00"},"P15"]
[null,2002514,"STUD BOLT MHE603 PSA.KIT",{"v":40,"d":"40.00"},"P15"]
[null,2002573,"INTERSTAGE CASING ANGULAR D-FH80-0,7 KIT",{"v":935,"d":"935.00"},"P15"]
[null,2002647,"INTERSTAGE CASING ROUND FH/FHn80-0,7 KIT",{"v":935,"d":"935.00"},"P15"]
[null,2002812,"COMPLETE-MODULE",{"v":78,"d":"78.00"},"P15"]
[null,2003581,"Mechanical seal GRP.1-S4 KIT",{"v":1861,"d":"1,861.00"},"P15"]
[null,2003603,"M8 x 16mm OD DIN 125 A4 SS FLAT WASHER",{"v":3,"d":"3.00"},"P15"]
[null,2003716,"PRESSURE SWITCH CS 4-12BAR G1/2 IPG43",{"v":231,"d":"231.00"},"P15"]
[null,2003949,"PUMP HOUSING WJ 201 KIT",{"v":317,"d":"317.00"},"P15"]
[null,2003950,"MECHANICAL SEAL WJ 201-401 KIT",{"v":75,"d":"75.00"},"P15"]
[null,2003951,"PUMP FOOT WJ TO6/97 WJ301 KIT",{"v":169,"d":"169.00"},"P15"]
[null,2003952,"PUMP FOOT WJ 201 KIT",{"v":183,"d":"183.00"},"P15"]
[null,2003953,"PUMP FOOT WJ401 TO6/97 KIT",{"v":188,"d":"188.00"},"P15"]
[null,2003954,"TERMINAL BOX WJ201-401 TO6/97 KIT",{"v":79,"d":"79.00"},"P15"]
[null,2003955,"VENTURI-PIPE RSK.WJ301/401 TO6/97 KIT",{"v":84,"d":"84.00"},"P15"]
[null,2003959,"O-RING WJ 301/401 1310907 TO6/97",{"v":23,"d":"23.00"},"P15"]
[null,2003963,"DIFFUSOR DISC WJ 301/401 7104970",{"v":34,"d":"34.00"},"P15"]
[null,2003964,"IMPELLER WJ301/401 7104856 TO 6/97",{"v":91,"d":"91.00"},"P15"]
[null,2003966,"O-RING WJ 201/301/401 1311537",{"v":10,"d":"10.00"},"P15"]
[null,2003967,"HANDLE WJ201-401 TO6/97 KIT",{"v":169,"d":"169.00"},"P15"]
[null,2003969,"SCREW KKD.WJ201-401 0270451 BIS6/97",{"v":10,"d":"10.00"},"P15"]
[null,2003971,"CABLE FRH.WJ 201/301/401 7103831",{"v":23,"d":"23.00"},"P15"]
[null,2003972,"SWITCH WJ201/301/401 7201491 BIS6/97",{"v":23,"d":"23.00"},"P15"]
[null,2003974,"CAP WJ 201 EM 7102235",{"v":42,"d":"42.00"},"P15"]
[null,2003975,"FAN WHEEL WJ 301/401 7101796",{"v":61,"d":"61.00"},"P15"]
[null,2003976,"FAN HOUSING WJ301/401 7102174 TO6/97",{"v":76,"d":"76.00"},"P15"]
[null,2003977,"FAN WHEEL WJ 201 EM 7201246",{"v":61,"d":"61.00"},"P15"]
[null,2003978,"FAN HOUSING WJ 201 EM 7201458",{"v":76,"d":"76.00"},"P15"]
[null,2003979,"IMPELLER WJ 201 7104855",{"v":91,"d":"91.00"},"P15"]
[null,2003981,"GASKET WJ 201 7201536",{"v":10,"d":"10.00"},"P15"]
[null,2003984,"HOSE HWJ201/301 7102312 BIS6/97",{"v":81,"d":"81.00"},"P15"]
[null,2003987,"DIAPHRAGM F.TANK HWJ 201/301 7102903",{"v":177,"d":"177.00"},"P15"]
[null,2003989,"CABLE NETZ-AS. HWJ 201/301/401EM 7201060",{"v":64,"d":"64.00"},"P15"]
[null,2003991,"SCREW PLUG F.TANK HWJ 201/301 7103111",{"v":23,"d":"23.00"},"P15"]
[null,2004000,"HOSE HWJ401 3250879",{"v":81,"d":"81.00"},"P15"]
[null,2004001,"SCREW PLUG F.TANK HWJ 401 7102534",{"v":23,"d":"23.00"},"P15"]
[null,2004002,"VALVE F.TANK HWJ 401 7102576",{"v":23,"d":"23.00"},"P15"]
[null,2004003,"O-RING F.TANK HWJ 401 1310307",{"v":10,"d":"10.00"},"P15"]
[null,2004004,"W-PART HWJ 401 3131105",{"v":40,"d":"40.00"},"P15"]
[null,2004005,"PRESSURE SWITCHING HWJ 201 7104369",{"v":116,"d":"116.00"},"P15"]
[null,2004125,"IMPELLER TWU5-(SE)204/305/407 7103552",{"v":62,"d":"62.00"},"P15"]
[null,2004129,"SCREW TWU5-(SE)204/305/407 0030462",{"v":10,"d":"10.00"},"P15"]
[null,2004130,"END PIECE TWU 204/305/407 7104521",{"v":84,"d":"84.00"},"P15"]
[null,2004139,"O-RING TWU5-(SE)204/305/407 7201573",{"v":10,"d":"10.00"},"P15"]
[null,2004147,"PROTECTIVE CAP TWU 305/407 7104262",{"v":23,"d":"23.00"},"P15"]
[null,2004148,"FLANGE TWU5-(SE)204/305/407 7104322",{"v":289,"d":"289.00"},"P15"]
[null,2004149,"DISTANCE RING TWU5-(SE)204 7104321",{"v":23,"d":"23.00"},"P15"]
[null,2004150,"SPACER TWU5-(SE)204 7104320",{"v":23,"d":"23.00"},"P15"]
[null,2004158,"SCREW TWU5-(SE)407 7104250",{"v":10,"d":"10.00"},"P15"]
[null,2004165,"EXTERNAL MTL.TWU5-(SE)204/305 7104522",{"v":803,"d":"803.00"},"P15"]
[null,2004168,"CABLE MO.-SK.TWU305EM 7104504 BIS9/95",{"v":78,"d":"78.00"},"P15"]
[null,2004180,"MECHANICAL GASKET TWU 204/305/407 KIT",{"v":78,"d":"78.00"},"P15"]
[null,2004205,"SWITCH BOX TWU 407 EM 7104081",{"v":519,"d":"519.00"},"P15"]
[null,2004209,"STATOR TWU 305 DM 7104097",{"v":845,"d":"845.00"},"P15"]
[null,2004210,"STATOR TWU 407 DM 7104099",{"v":980,"d":"980.00"},"P15"]
[null,2004235,"SWITCH BOX F.D-FH80-0,7S (DDF25.1)",{"v":2632,"d":"2,632.00"},"P15"]
[null,2004449,"GASKET WJ 201/301/401 1311487",{"v":10,"d":"10.00"},"P15"]
[null,2004450,"TERMINAL BOARD WJ 201/301/401 EM 3000319",{"v":36,"d":"36.00"},"P15"]
[null,2004451,"TERMINAL BOARD WJ301/401 DM 3000099",{"v":36,"d":"36.00"},"P15"]
[null,2164567,"Stratos MAXO 25/0,5-4 PN10",{"v":737,"d":"737.00"},"P17"]
[null,2164568,"Stratos MAXO 25/0,5-6 PN10",{"v":875,"d":"875.00"},"P17"]
[null,2164570,"Stratos MAXO 25/0,5-10 PN10",{"v":1106,"d":"1,106.00"},"P17"]
[null,2164572,"Stratos MAXO 30/0,5-4 PN10",{"v":905,"d":"905.00"},"P17"]
[null,2164573,"Stratos MAXO 30/0,5-6 PN10",{"v":1060,"d":"1,060.00"},"P17"]
[null,2164574,"Stratos MAXO 30/0,5-8 PN10",{"v":1227,"d":"1,227.00"},"P17"]
[null,2164575,"Stratos MAXO 30/0,5-10 PN10",{"v":1413,"d":"1,413.00"},"P17"]
[null,2164576,"Stratos MAXO 30/0,5-12 PN10",{"v":2208,"d":"2,208.00"},"P17"]
[null,2164577,"Stratos MAXO 30/0,5-14 PN10",{"v":2664,"d":"2,664.00"},"P17"]
[null,2164578,"Stratos MAXO 32/0,5-8 PN6/10",{"v":1227,"d":"1,227.00"},"P17"]
[null,2164579,"Stratos MAXO 32/0,5-10 PN6/10",{"v":1413,"d":"1,413.00"},"P17"]
[null,2164580,"Stratos MAXO 32/0,5-12 PN6/10",{"v":2208,"d":"2,208.00"},"P17"]
[null,2164581,"Stratos MAXO 32/0,5-16 PN6/10",{"v":3116,"d":"3,116.00"},"P17"]
[null,2164583,"Stratos MAXO 40/0,5-8 PN6/10",{"v":1826,"d":"1,826.00"},"P17"]
[null,2164584,"Stratos MAXO 40/0,5-12 PN6/10",{"v":2302,"d":"2,302.00"},"P17"]
[null,2164586,"Stratos MAXO 50/0,5-6 PN6/10",{"v":2868,"d":"2,868.00"},"P17"]
[null,2164588,"Stratos MAXO 50/0,5-9 PN6/10",{"v":3343,"d":"3,343.00"},"P17"]
[null,2164589,"Stratos MAXO 50/0,5-12 PN6/10",{"v":3528,"d":"3,528.00"},"P17"]
[null,2164590,"Stratos MAXO 50/0,5-14 PN6/10",{"v":4064,"d":"4,064.00"},"P17"]
[null,2164591,"Stratos MAXO 50/0,5-16 PN6/10",{"v":4767,"d":"4,767.00"},"P17"]
[null,2164592,"Stratos MAXO 65/0,5-6 PN6/10",{"v":3796,"d":"3,796.00"},"P17"]
[null,2164593,"Stratos MAXO 65/0,5-9 PN6/10",{"v":4003,"d":"4,003.00"},"P17"]
[null,2164594,"Stratos MAXO 65/0,5-12 PN6/10",{"v":4293,"d":"4,293.00"},"P17"]
[null,2164595,"Stratos MAXO 65/0,5-16 PN6/10",{"v":4511,"d":"4,511.00"},"P17"]
[null,2164596,"Stratos MAXO 80/0,5-6 PN6",{"v":4022,"d":"4,022.00"},"P17"]
[null,2164597,"Stratos MAXO 80/0,5-6 PN10",{"v":4570,"d":"4,570.00"},"P17"]
[null,2164599,"Stratos MAXO 80/0,5-12 PN10",{"v":5511,"d":"5,511.00"},"P17"]
[null,2164600,"Stratos MAXO 80/0,5-16 PN6",{"v":7703,"d":"7,703.00"},"P17"]
[null,2164601,"Stratos MAXO 80/0,5-16 PN10",{"v":8031,"d":"8,031.00"},"P17"]
[null,2164602,"Stratos MAXO 100/0,5-6 PN6",{"v":4293,"d":"4,293.00"},"P17"]
[null,2164603,"Stratos MAXO 100/0,5-6 PN10",{"v":4875,"d":"4,875.00"},"P17"]
[null,2164604,"Stratos MAXO 100/0,5-12 PN6",{"v":5738,"d":"5,738.00"},"P17"]
[null,2164605,"Stratos MAXO 100/0,5-12 PN10",{"v":6517,"d":"6,517.00"},"P17"]
[null,2164645,"Stratos MAXO-D 30/0,5-6 PN10",{"v":2461,"d":"2,461.00"},"P17"]
[null,2164646,"Stratos MAXO-D 30/0,5-10 PN10",{"v":2707,"d":"2,707.00"},"P17"]
[null,2164647,"Stratos MAXO-D 32/0,5-8 PN6/10",{"v":2707,"d":"2,707.00"},"P17"]
[null,2164648,"Stratos MAXO-D 32/0,5-12 PN6/10",{"v":4392,"d":"4,392.00"},"P17"]
[null,2164649,"Stratos MAXO-D 40/0,5-8 PN6/10",{"v":3875,"d":"3,875.00"},"P17"]
[null,2164651,"Stratos MAXO-D 40/0,5-16 PN6/10",{"v":5815,"d":"5,815.00"},"P17"]
[null,2164652,"Stratos MAXO-D 50/0,5-6 PN6/10",{"v":5649,"d":"5,649.00"},"P17"]
[null,2164653,"Stratos MAXO-D 50/0,5-8 PN6/10",{"v":6220,"d":"6,220.00"},"P17"]
[null,2164654,"Stratos MAXO-D 50/0,5-9 PN6/10",{"v":6584,"d":"6,584.00"},"P17"]
[null,2164656,"Stratos MAXO-D 50/0,5-16 PN6/10",{"v":8820,"d":"8,820.00"},"P17"]
[null,2164657,"Stratos MAXO-D 65/0,5-6 PN6/10",{"v":6869,"d":"6,869.00"},"P17"]
[null,2164658,"Stratos MAXO-D 65/0,5-12 PN6/10",{"v":7943,"d":"7,943.00"},"P17"]
[null,2164659,"Stratos MAXO-D 65/0,5-16 PN6/10",{"v":8510,"d":"8,510.00"},"P17"]
[null,2164660,"Stratos MAXO-D 80/0,5-6 PN6",{"v":6546,"d":"6,546.00"},"P17"]
[null,2164661,"Stratos MAXO-D 80/0,5-6 PN10",{"v":7438,"d":"7,438.00"},"P17"]
[null,2164662,"Stratos MAXO-D 80/0,5-12 PN6",{"v":9111,"d":"9,111.00"},"P17"]
[null,2164663,"Stratos MAXO-D 80/0,5-12 PN10",{"v":10352,"d":"10,352.00"},"P17"]
[null,2164664,"Stratos MAXO-D 80/0,5-16 PN6",{"v":16196,"d":"16,196.00"},"P17"]
[null,2164665,"Stratos MAXO-D 80/0,5-16 PN10",{"v":14253,"d":"14,253.00"},"P17"]
[null,2222237,"Stratos MAXO 40/0,5-10 PN6/10",{"v":1873,"d":"1,873.00"},"P17"]
[null,2222242,"Stratos MAXO 50/0,5-10 PN6/10",{"v":2459,"d":"2,459.00"},"P17"]
[null,2164569,"Stratos MAXO 25/0,5-8 PN10",{"v":996,"d":"996.00"},"P17"]
[null,2164571,"Stratos MAXO 25/0,5-12 PN10",{"v":1243,"d":"1,243.00"},"P17"]
[null,2164582,"Stratos MAXO 40/0,5-4 PN6/10",{"v":1243,"d":"1,243.00"},"P17"]
[null,2164585,"Stratos MAXO 40/0,5-16 PN6/10",{"v":2729,"d":"2,729.00"},"P17"]
[null,2164587,"Stratos MAXO 50/0,5-8 PN6/10",{"v":3229,"d":"3,229.00"},"P17"]
[null,2164598,"Stratos MAXO 80/0,5-12 PN6",{"v":4853,"d":"4,853.00"},"P17"]
[null,2164650,"Stratos MAXO-D 40/0,5-12 PN6/10",{"v":5155,"d":"5,155.00"},"P17"]
[null,2164655,"Stratos MAXO-D 50/0,5-12 PN6/10",{"v":6951,"d":"6,951.00"},"P17"]
[null,2164666,"Stratos MAXO-Z 25/0,5-6 PN10",{"v":1355,"d":"1,355.00"},"P17"]
[null,2164667,"Stratos MAXO-Z 25/0,5-8 PN10",{"v":1544,"d":"1,544.00"},"P17"]
[null,2164668,"Stratos MAXO-Z 25/0,5-12 PN10",{"v":1925,"d":"1,925.00"},"P17"]
[null,2164669,"Stratos MAXO-Z 30/0,5-6 PN10",{"v":1641,"d":"1,641.00"},"P17"]
[null,2164670,"Stratos MAXO-Z 30/0,5-8 PN10",{"v":1710,"d":"1,710.00"},"P17"]
[null,2164671,"Stratos MAXO-Z 30/0,5-12 PN10",{"v":3454,"d":"3,454.00"},"P17"]
[null,2164672,"Stratos MAXO-Z 32/0,5-8 PN6/10",{"v":1903,"d":"1,903.00"},"P17"]
[null,2164673,"Stratos MAXO-Z 32/0,5-12 PN6/10",{"v":3454,"d":"3,454.00"},"P17"]
[null,2164674,"Stratos MAXO-Z 40/0,5-8 PN6/10",{"v":2829,"d":"2,829.00"},"P17"]
[null,2164675,"Stratos MAXO-Z 40/0,5-12 PN6/10",{"v":4158,"d":"4,158.00"},"P17"]
[null,2164676,"Stratos MAXO-Z 50/0,5-9 PN6/10",{"v":5181,"d":"5,181.00"},"P17"]
[null,2164677,"Stratos MAXO-Z 65/0,5-12 PN6/10",{"v":5739,"d":"5,739.00"},"P17"]
[null,2186255,"Stratos MAXO 25/0,5-4 PN16",{"v":1083,"d":"1,083.00"},"P17"]
[null,2186256,"Stratos MAXO 25/0,5-6 PN16",{"v":1286,"d":"1,286.00"},"P17"]
[null,2186257,"Stratos MAXO 25/0,5-8 PN16",{"v":1464,"d":"1,464.00"},"P17"]
[null,2186258,"Stratos MAXO 25/0,5-10 PN16",{"v":1623,"d":"1,623.00"},"P17"]
[null,2186259,"Stratos MAXO 25/0,5-12 PN16",{"v":1826,"d":"1,826.00"},"P17"]
[null,2186260,"Stratos MAXO 30/0,5-4 PN16",{"v":1026,"d":"1,026.00"},"P17"]
[null,2186261,"Stratos MAXO 30/0,5-6 PN16",{"v":1554,"d":"1,554.00"},"P17"]
[null,2186262,"Stratos MAXO 30/0,5-8 PN16",{"v":1803,"d":"1,803.00"},"P17"]
[null,2186263,"Stratos MAXO 30/0,5-10 PN16",{"v":2073,"d":"2,073.00"},"P17"]
[null,2186264,"Stratos MAXO 30/0,5-12 PN16",{"v":3246,"d":"3,246.00"},"P17"]
[null,2186265,"Stratos MAXO 30/0,5-14 PN16",{"v":3918,"d":"3,918.00"},"P17"]
[null,2186266,"Stratos MAXO 32/0,5-8 PN16",{"v":1803,"d":"1,803.00"},"P17"]
[null,2186267,"Stratos MAXO 32/0,5-10 PN16",{"v":2073,"d":"2,073.00"},"P17"]
[null,2186268,"Stratos MAXO 32/0,5-12 PN16",{"v":3246,"d":"3,246.00"},"P17"]
[null,2186269,"Stratos MAXO 32/0,5-16 PN16",{"v":3840,"d":"3,840.00"},"P17"]
[null,2186270,"Stratos MAXO 40/0,5-4 PN16",{"v":1826,"d":"1,826.00"},"P17"]
[null,2186271,"Stratos MAXO 40/0,5-8 PN16",{"v":2686,"d":"2,686.00"},"P17"]
[null,2186272,"Stratos MAXO 40/0,5-12 PN16",{"v":2614,"d":"2,614.00"},"P17"]
[null,2186273,"Stratos MAXO 40/0,5-16 PN16",{"v":4014,"d":"4,014.00"},"P17"]
[null,2186274,"Stratos MAXO 50/0,5-6 PN16",{"v":3848,"d":"3,848.00"},"P17"]
[null,2186275,"Stratos MAXO 50/0,5-8 PN16",{"v":4304,"d":"4,304.00"},"P17"]
[null,2186276,"Stratos MAXO 50/0,5-9 PN16",{"v":4760,"d":"4,760.00"},"P17"]
[null,2186277,"Stratos MAXO 50/0,5-12 PN16",{"v":5026,"d":"5,026.00"},"P17"]
[null,2186278,"Stratos MAXO 50/0,5-14 PN16",{"v":5964,"d":"5,964.00"},"P17"]
[null,2186279,"Stratos MAXO 50/0,5-16 PN16",{"v":6541,"d":"6,541.00"},"P17"]
[null,2186280,"Stratos MAXO 65/0,5-6 PN16",{"v":4595,"d":"4,595.00"},"P17"]
[null,2186281,"Stratos MAXO 65/0,5-9 PN16",{"v":5165,"d":"5,165.00"},"P17"]
[null,2186282,"Stratos MAXO 65/0,5-12 PN16",{"v":5703,"d":"5,703.00"},"P17"]
[null,2186283,"Stratos MAXO 65/0,5-16 PN16",{"v":6744,"d":"6,744.00"},"P17"]
[null,2186284,"Stratos MAXO 80/0,5-6 PN16",{"v":5915,"d":"5,915.00"},"P17"]
[null,2186285,"Stratos MAXO 80/0,5-12 PN16",{"v":7610,"d":"7,610.00"},"P17"]
[null,2186286,"Stratos MAXO 80/0,5-16 PN16",{"v":8895,"d":"8,895.00"},"P17"]
[null,2186287,"Stratos MAXO 100/0,5-6 PN16",{"v":7084,"d":"7,084.00"},"P17"]
[null,2186288,"Stratos MAXO 100/0,5-12 PN16",{"v":9019,"d":"9,019.00"},"P17"]
[null,2186289,"Stratos MAXO-D 30/0,5-6 PN16",{"v":3385,"d":"3,385.00"},"P17"]
[null,2186290,"Stratos MAXO-D 30/0,5-10 PN16",{"v":3969,"d":"3,969.00"},"P17"]
[null,2186291,"Stratos MAXO-D 32/0,5-8 PN16",{"v":3834,"d":"3,834.00"},"P17"]
[null,2186292,"Stratos MAXO-D 32/0,5-12 PN16",{"v":5529,"d":"5,529.00"},"P17"]
[null,2186293,"Stratos MAXO-D 40/0,5-8 PN16",{"v":5815,"d":"5,815.00"},"P17"]
[null,2186294,"Stratos MAXO-D 40/0,5-12 PN16",{"v":6737,"d":"6,737.00"},"P17"]
[null,2186295,"Stratos MAXO-D 40/0,5-16 PN16",{"v":8959,"d":"8,959.00"},"P17"]
[null,2186296,"Stratos MAXO-D 50/0,5-6 PN16",{"v":6446,"d":"6,446.00"},"P17"]
[null,2186297,"Stratos MAXO-D 50/0,5-8 PN16",{"v":7295,"d":"7,295.00"},"P17"]
[null,2186298,"Stratos MAXO-D 50/0,5-9 PN16",{"v":8137,"d":"8,137.00"},"P17"]
[null,2186299,"Stratos MAXO-D 50/0,5-12 PN16",{"v":8629,"d":"8,629.00"},"P17"]
[null,2186300,"Stratos MAXO-D 50/0,5-16 PN16",{"v":11429,"d":"11,429.00"},"P17"]
[null,2186301,"Stratos MAXO-D 65/0,5-6 PN16",{"v":7762,"d":"7,762.00"},"P17"]
[null,2186302,"Stratos MAXO-D 65/0,5-12 PN16",{"v":9814,"d":"9,814.00"},"P17"]
[null,2186303,"Stratos MAXO-D 65/0,5-16 PN16",{"v":11742,"d":"11,742.00"},"P17"]
[null,2186304,"Stratos MAXO-D 80/0,5-6 PN16",{"v":10780,"d":"10,780.00"},"P17"]
[null,2186305,"Stratos MAXO-D 80/0,5-12 PN16",{"v":13345,"d":"13,345.00"},"P17"]
[null,2186306,"Stratos MAXO-D 80/0,5-16 PN16",{"v":15719,"d":"15,719.00"},"P17"]
[null,2186307,"Stratos MAXO-Z 25/0,5-6 PN16",{"v":2694,"d":"2,694.00"},"P17"]
[null,2186308,"Stratos MAXO-Z 25/0,5-8 PN16",{"v":2947,"d":"2,947.00"},"P17"]
[null,2186309,"Stratos MAXO-Z 25/0,5-12 PN16",{"v":3774,"d":"3,774.00"},"P17"]
[null,2186310,"Stratos MAXO-Z 30/0,5-6 PN16",{"v":3015,"d":"3,015.00"},"P17"]
[null,2186311,"Stratos MAXO-Z 30/0,5-8 PN16",{"v":3284,"d":"3,284.00"},"P17"]
[null,2186312,"Stratos MAXO-Z 30/0,5-12 PN16",{"v":4368,"d":"4,368.00"},"P17"]
[null,2186313,"Stratos MAXO-Z 32/0,5-8 PN16",{"v":3413,"d":"3,413.00"},"P17"]
[null,2186314,"Stratos MAXO-Z 32/0,5-12 PN16",{"v":4881,"d":"4,881.00"},"P17"]
[null,2186315,"Stratos MAXO-Z 40/0,5-8 PN16",{"v":5136,"d":"5,136.00"},"P17"]
[null,2186316,"Stratos MAXO-Z 40/0,5-12 PN16",{"v":5935,"d":"5,935.00"},"P17"]
[null,2186317,"Stratos MAXO-Z 50/0,5-9 PN16",{"v":7144,"d":"7,144.00"},"P17"]
[null,2186318,"Stratos MAXO-Z 65/0,5-12 PN16",{"v":8606,"d":"8,606.00"},"P17"]
[null,2186319,"Stratos MAXO 25/0,5-4 RMOT.",{"v":640,"d":"640.00"},"P17"]
[null,2186320,"Stratos MAXO 25/0,5-6 RMOT.",{"v":761,"d":"761.00"},"P17"]
[null,2186321,"Stratos MAXO 25/0,5-8 RMOT.",{"v":865,"d":"865.00"},"P17"]
[null,2186322,"Stratos MAXO 25/0,5-10 RMOT.",{"v":962,"d":"962.00"},"P17"]
[null,2186323,"Stratos MAXO 25/0,5-12 RMOT.",{"v":1080,"d":"1,080.00"},"P17"]
[null,2186324,"Stratos MAXO 30/0,5-4 RMOT.",{"v":786,"d":"786.00"},"P17"]
[null,2186325,"Stratos MAXO/-D 30/0,5-6 RMOT.",{"v":921,"d":"921.00"},"P17"]
[null,2186326,"Stratos MAXO 30/0,5-8 RMOT.",{"v":1067,"d":"1,067.00"},"P17"]
[null,2186327,"Stratos MAXO/-D 30/0,5-10 RMOT.",{"v":1228,"d":"1,228.00"},"P17"]
[null,2186328,"Stratos MAXO 30/0,5-12 RMOT.",{"v":1919,"d":"1,919.00"},"P17"]
[null,2186329,"Stratos MAXO 30/0,5-14 RMOT.",{"v":2317,"d":"2,317.00"},"P17"]
[null,2186330,"Stratos MAXO/-D 32/0,5-8 RMOT.",{"v":1067,"d":"1,067.00"},"P17"]
[null,2186331,"Stratos MAXO 32/0,5-10 RMOT.",{"v":1228,"d":"1,228.00"},"P17"]
[null,2186332,"Stratos MAXO/-D 32/0,5-12 RMOT.",{"v":1919,"d":"1,919.00"},"P17"]
[null,2186333,"Stratos MAXO 32/0,5-16 RMOT.",{"v":2709,"d":"2,709.00"},"P17"]
[null,2186334,"Stratos MAXO 40/0,5-4 RMOT.",{"v":1080,"d":"1,080.00"},"P17"]
[null,2186335,"Stratos MAXO/-D 40/0,5-8 RMOT.",{"v":1589,"d":"1,589.00"},"P17"]
[null,2186336,"Stratos MAXO/-D 40/0,5-12 RMOT.",{"v":2002,"d":"2,002.00"},"P17"]
[null,2186337,"Stratos MAXO/-D 40/0,5-16 RMOT.",{"v":2372,"d":"2,372.00"},"P17"]
[null,2186338,"Stratos MAXO/-D 50/0,5-6 RMOT.",{"v":2494,"d":"2,494.00"},"P17"]
[null,2186339,"Stratos MAXO/-D 50/0,5-8 RMOT.",{"v":2808,"d":"2,808.00"},"P17"]
[null,2186340,"Stratos MAXO/-D 50/0,5-9 RMOT.",{"v":2906,"d":"2,906.00"},"P17"]
[null,2186341,"Stratos MAXO/-D 50/0,5-12 RMOT.",{"v":3069,"d":"3,069.00"},"P17"]
[null,2186342,"Stratos MAXO 50/0,5-14 RMOT.",{"v":3533,"d":"3,533.00"},"P17"]
[null,2186343,"Stratos MAXO/-D 50/0,5-16 RMOT.",{"v":4144,"d":"4,144.00"},"P17"]
[null,2186344,"Stratos MAXO/-D 65/0,5-6 RMOT.",{"v":3302,"d":"3,302.00"},"P17"]
[null,2186345,"Stratos MAXO 65/0,5-9 RMOT.",{"v":3481,"d":"3,481.00"},"P17"]
[null,2186346,"Stratos MAXO/-D 65/0,5-12 RMOT.",{"v":3733,"d":"3,733.00"},"P17"]
[null,2186347,"Stratos MAXO/-D 65/0,5-16 RMOT.",{"v":3922,"d":"3,922.00"},"P17"]
[null,2186348,"Stratos MAXO/-D 80/0,5-6 RMOT.",{"v":3974,"d":"3,974.00"},"P17"]
[null,2186349,"Stratos MAXO/-D 80/0,5-12 RMOT.",{"v":4793,"d":"4,793.00"},"P17"]
[null,2186350,"Stratos MAXO/-D 80/0,5-16 RMOT.",{"v":6982,"d":"6,982.00"},"P17"]
[null,2186351,"Stratos MAXO 100/0,5-6 RMOT.",{"v":4238,"d":"4,238.00"},"P17"]
[null,2186352,"Stratos MAXO 100/0,5-12 RMOT.",{"v":4990,"d":"4,990.00"},"P17"]
[null,2186383,"Stratos MAXO-Z 25/0,5-6 RMOT.",{"v":1354,"d":"1,354.00"},"P17"]
[null,2186384,"Stratos MAXO-Z 25/0,5-8 RMOT.",{"v":1545,"d":"1,545.00"},"P17"]
[null,2186385,"Stratos MAXO-Z 25/0,5-12 RMOT.",{"v":1925,"d":"1,925.00"},"P17"]
[null,2186386,"Stratos MAXO-Z 30/0,5-6 RMOT.",{"v":1642,"d":"1,642.00"},"P17"]
[null,2186387,"Stratos MAXO-Z 30/0,5-8 RMOT.",{"v":1709,"d":"1,709.00"},"P17"]
[null,2186388,"Stratos MAXO-Z 30/0,5-12 RMOT.",{"v":3454,"d":"3,454.00"},"P17"]
[null,2186389,"Stratos MAXO-Z 32/0,5-8 RMOT.",{"v":1903,"d":"1,903.00"},"P17"]
[null,2186390,"Stratos MAXO-Z 32/0,5-12 RMOT.",{"v":3454,"d":"3,454.00"},"P17"]
[null,2186391,"Stratos MAXO-Z 40/0,5-8 RMOT.",{"v":2829,"d":"2,829.00"},"P17"]
[null,2186392,"Stratos MAXO-Z 40/0,5-12 RMOT.",{"v":4158,"d":"4,158.00"},"P17"]
[null,2186393,"Stratos MAXO-Z 50/0,5-9 RMOT.",{"v":5183,"d":"5,183.00"},"P17"]
[null,2186394,"Stratos MAXO-Z 65/0,5-12 RMOT.",{"v":5738,"d":"5,738.00"},"P17"]
[null,2217901,"Stratos MAXO 30/0,5-12 PN10-R7",{"v":2208,"d":"2,208.00"},"P17"]
[null,2217957,"Stratos MAXO 50/0,5-14 PN6/10-R7",{"v":4064,"d":"4,064.00"},"P17"]